## price list 2025-02-01
ΤΙΜΟΚΑΤΑΛΟΓΟΣ KOPP 2025
Article Number | EAN-Code | Description | Τιμή Χονδρικής € | Έκπτωση προϊόντος | Price Qty | Price Qty Unit | Packing Unit Qty | Price Unit | Product Group | HS Number | Main Category | Subcategory
141816016 | 4008224372299 | PRCD-S, angled rubber plug with rubber coupling with cover, cord length: 15cm and 300cm | 482.5835 | 25 | 1 | pc. | 1 | pc. | 101 | 85363010900 | mobile personal protection device | mobile personal protection device
141916019 | 4008224372251 | PRCD-S, angled rubber plug with 3-way rubber-coupling, cord length: 15cm and 300cm | 561.7129 | 25 | 1 | pc. | 1 | pc. | 101 | 85363010900 | mobile personal protection device | mobile personal protection device
142116016 | 4008224372268 | PRCD-S, rubber plug with 3-way-rubber-coupling with cover, length of cord of both sides: 150cm | 533.8165 | 25 | 1 | pc. | 1 | pc. | 101 | 85363010900 | mobile personal protection device | mobile personal protection device
143800015 | 4008224374675 | PRCD-S, rubber plug with rubber coupling with cover, length of cord, plug-PRCD-S: 150cm, coupling PRCD-S: 300cm | 454.6871 | 25 | 1 | pc. | 1 | pc. | 101 | 85363010900 | mobile personal protection device | mobile personal protection device
144815001 | 4008224573641 | PRCD-S, cable reel, angled rubber plug with rubber-coupling with cover, 3 sockets, cable 15m | 602.9647 | 25 | 1 | pc. | 1 | pc. | 101 | 85444290900 | mobile personal protection device | mobile personal protection device
148601015 | 4008224649216 | PRCD-S pro, with protective conductor monitoring, 3-pole switching, residual current 0,03A, type A, 230V, 16A, 50Hz, IP44, in solid case, plug (solid rubber) and 3-fold coupling (solid rubber) with covers, cable lengths: 150cm plug, 300cm coupling, Cable: H07RN-F3G1,5mm² | 710.4424 | 25 | 1 | pc. | 1 | pc. | 101 | 85363010900 | mobile personal protection device | mobile personal protection device
148602016 | 4008224649223 | PRCD-S pro, with protective conductor monitoring, 3-pole switching, residual current 0,03A, type A, 230V, 16A, 50Hz, IP44, in solid case, right-angle plug (solid rubber) and 3-fold coupling (solid rubber) with covers, cable lengths: Angled plug - PRCD-S pro=150cm, PRCD-S pro - coupling= 300cm, Cable: H07RN-F3G1,5mm² | 710.4424 | 25 | 1 | pc. | 1 | pc. | 101 | 85363010900 | mobile personal protection device | mobile personal protection device
148603017 | 4008224649315 | PRCD-S pro, with protective conductor monitoring, 3-pole switching, residual current 0,03A, type A, 230V, 16A, 50Hz, IP44, in solid case, plug (solid rubber) and 1-fold coupling (solid rubber), cable lengths: Plug - PRCD-S pro=150cm, PRCD-S pro - coupling=300cm, Cable: H07RN-F3G1,5mm² | 676.56 | 25 | 1 | pc. | 1 | pc. | 101 | 85363010900 | mobile personal protection device | mobile personal protection device
148604018 | 4008224649247 | PRCD-S pro, with protective conductor monitoring, 3-pole switching, residual current 0,03A, type A, 230V, 16A, 50Hz, IP44, in solid case, right-angle plug (solid rubber) and 1-fold coupling (solid rubber), cable lengths: Angled plug - PRCD-S pro=150cm, PRCD-S pro - coupling= 300cm, Cable: H07RN-F3G1,5mm² | 676.56 | 25 | 1 | pc. | 1 | pc. | 101 | 85363010900 | mobile personal protection device | mobile personal protection device
148605019 | 4008224677318 | PRCD-S pro, with protective conductor monitoring, 3-pole switching, rated residual current 0.03A, type A, 230V, 16A, 50Hz, IP55, in solid case, plug IP44, coupling 1-fold IP68, cable lengths: plug - PRCD-S pro=150cm, plug - coupling=300cm, cable: H07R | 684.6353 | 25 | 1 | pc. | 1 | pc. | 101 | 85363010900 | mobile personal protection device | mobile personal protection device
148606010 | 4008224677325 | PRCD-S pro, with protective conductor monitoring, 3-pole switching, rated residual current 0.03A, type A, 230V, 16A, 50Hz, IP55, in solid case, plug IP68, coupling 1-fold IP68, cable lengths: plug - PRCD-S pro=150cm, plug - coupling=300cm, cable: H07R | 699.5294 | 25 | 1 | pc. | 1 | pc. | 101 | 85363010900 | mobile personal protection device | mobile personal protection device
171002012 | 4008224624985 | Socket test adapter for easy plug in socket outlets, IP20 | 36.0565 | 25 | 1 | pc. | 2 | pc. | 101 | 90303370000 | tools and measuring devices | measuring devices
190400015 | 4008224434317 | PRCD-K, approval: VDE | 240.9318 | 25 | 1 | pc. | 1 | pc. | 101 | 85363010900 | mobile personal protection device | mobile personal protection device
190500018 | 4008224434324 | PRCD-K, aluminium housing, approval: VDE | 426.3106 | 25 | 1 | pc. | 1 | pc. | 101 | 85363010900 | mobile personal protection device | mobile personal protection device
191001015 | 4008224364218 | PRCD-S, with protective conductor monitoring, 3-pole switching, residual current 0,03A, type A, 110V, 16A, 50/60Hz, IP55 | 315.0918 | 25 | 1 | pc. | 1 | pc. | 101 | 85363010900 | mobile personal protection device | mobile personal protection device
191501003 | 4008224338066 | PRCD-2P, 2-pole switching, residual current 0,01A, type A, 230VAC, 16A, 50Hz, IP55 | 139.5529 | 25 | 1 | pc. | 20 | pc. | 101 | 85363010900 | mobile personal protection device | mobile personal protection device
193201006 | 4008224338073 | PRCD-2P, 2-pole switching, residual current 0,03A, type A, 230VAC, 16A, 50Hz, IP55 | 129.7271 | 25 | 1 | pc. | 20 | pc. | 101 | 85363010900 | mobile personal protection device | mobile personal protection device
196001003 | 4008224364225 | PRCD-3P, 3-pole switching, residual current 0,03A, type A, 230VAC, 16A, 50Hz, IP55 | 157.5247 | 25 | 1 | pc. | 20 | pc. | 101 | 85363010900 | mobile personal protection device | mobile personal protection device
196200015 | 4008224292405 | PRCD-S, with protective conductor monitoring, 3-pole switching, residual current 0,03A, type A, 230V, 16A, 50Hz, IP55 | 315.0918 | 25 | 1 | pc. | 1 | pc. | 101 | 85363010900 | mobile personal protection device | mobile personal protection device
196230009 | 4008224624329 | PRCD-S pro, with protective conductor monitoring, 3-pole switching, residual current 0,03A, type A, 230V, 16A, 50Hz, IP55 | 446.2588 | 25 | 1 | pc. | 1 | pc. | 101 | 85363010900 | mobile personal protection device | mobile personal protection device
196240006 | 4008224625005 | PRCD-S pro, 3-pole switching, residual current 30mA, type A plus detection of smooth DC residual currents >6mA, 230V, 16A, 50Hz, IP55 | 589.0729 | 25 | 1 | pc. | 1 | pc. | 101 | 85363010900 | mobile personal protection device | mobile personal protection device
196300018 | 4008224292412 | PRCD-S, with protective conductor monitoring, 3-pole switching, residual current 0,01A, type A, 230V, 16A, 50Hz, IP55 | 352.1506 | 25 | 1 | pc. | 1 | pc. | 101 | 85363010900 | mobile personal protection device | mobile personal protection device
196330002 | 4008224624312 | PRCD-S pro, with protective conductor monitoring, 3-pole switching, residual current 0,01A, type A, 230V, 16A, 50Hz, IP55 | 481.9624 | 25 | 1 | pc. | 1 | pc. | 101 | 85363010900 | mobile personal protection device | mobile personal protection device
197701012 | 4008224425742 | PRCD-S, aluminium housing, approval: VDE, GS of BGCologne | 500.4424 | 25 | 1 | pc. | 1 | pc. | 101 | 85363010900 | mobile personal protection device | mobile personal protection device
199700013 | 4008224468015 | PRCD-S, 5-pole, in a rugged CEE rubber box, H07RN-F5G1.5mm² | 1699.2141 | 25 | 1 | pc. | 1 | pc. | 101 | 85363010900 | mobile personal protection device | mobile personal protection device
33369390 | 4008224606301 | Flush mounted telephone connection socket TAE, 1x6-pole, F-coding, white | 13.0327 | 35 | 1 | pc. | 2 | pc. | 111 | 85366990990 | multi-media | internet, network, telephone
33369391 | 4008224606318 | Telephone connection socket TAE, 2 line and 1 additional devices, 3x6-pole, NFF-coding | 18.0692 | 35 | 1 | pc. | 2 | pc. | 111 | 85366990990 | multi-media | internet, network, telephone
33369392 | 4008224606325 | Telephone connection socket TAE, 1 line and 2 additional devices, 3x6-pole, NFN-coding | 18.0692 | 35 | 1 | pc. | 1 | pc. | 111 | 85366990990 | multi-media | internet, network, telephone
33369399 | 4008224606431 | Telephone connection socket TDO, surface-mounted, AT | 30.5308 | 35 | 1 | pc. | 2 | pc. | 111 | 85366990990 | multi-media | internet, network, telephone
33369400 | 4008224606356 | UAE connection socket, for telephone and data technology, RJ11/12, RJ45, 8 poles, 1 connection | 30.5308 | 35 | 1 | pc. | 2 | pc. | 111 | 85366990990 | multi-media | internet, network, telephone
33369401 | 4008224606363 | UAE connection socket, for telephone and data technology, RJ11/12, RJ45, 8 poles, 2 connection | 33.0404 | 35 | 1 | pc. | 2 | pc. | 111 | 85366990990 | multi-media | internet, network, telephone
33369402 | 4008224606370 | UAE connection socket, for telephone and data technology, RJ11/12, RJ45, 8 poles, 2 separate | 20.0385 | 35 | 1 | pc. | 2 | pc. | 111 | 85366990990 | multi-media | internet, network, telephone
114401007 | 9008221144009 | Module CAT6, 1x8, shielded | 66.9462 | 35 | 1 | pc. | 5 | pc. | 111 | 85366990990 | switch range | socket and basic components
133315008 | 4008224687584 | HK07 - KombiQuick, 3fold, without shutter, colour: anthracite | 50.3827 | 35 | 1 | pc. | 3 | pc. | 111 | 85366990990 | switch range | HK07
133329009 | 4008224687546 | HK07 - KombiQuick, 3fold, without shutter, colour: pure white | 40.275 | 35 | 1 | pc. | 3 | pc. | 111 | 85366990990 | switch range | HK07
133350001 | 4008224687621 | HK07 - KombiQuick, 3fold, without shutter, colour: black mat | 54.5712 | 35 | 1 | pc. | 3 | pc. | 111 | 85366990990 | switch range | HK07
133415001 | 4008224687591 | HK07 - KombiQuick, 3fold, with shutter, colour: anthracite | 64.4019 | 35 | 1 | pc. | 3 | pc. | 111 | 85366990990 | switch range | HK07
133429002 | 4008224687553 | HK07 - KombiQuick, 3fold, with shutter, colour: pure white | 54.3981 | 35 | 1 | pc. | 3 | pc. | 111 | 85366990990 | switch range | HK07
133450004 | 4008224687638 | HK07 - KombiQuick, 3fold, with shutter, colour: black mat | 70.0615 | 35 | 1 | pc. | 3 | pc. | 111 | 85366990990 | switch range | HK07
133715000 | 4008224687560 | HK07 - KombiQuick, 2fold, without shutter, colour: anthracite | 32.1923 | 35 | 1 | pc. | 5 | pc. | 111 | 85366990990 | switch range | HK07
133729001 | 4008224687522 | HK07 - KombiQuick, 2fold, without shutter, colour: pure white | 25.4423 | 35 | 1 | pc. | 5 | pc. | 111 | 85366990990 | switch range | HK07
133750003 | 4008224687607 | HK07 - KombiQuick, 2fold, without shutter, colour: black mat | 34.9788 | 35 | 1 | pc. | 5 | pc. | 111 | 85366990990 | switch range | HK07
133815003 | 4008224687577 | HK07 - KombiQuick, 2fold, with shutter, colour: anthracite | 41.5385 | 35 | 1 | pc. | 5 | pc. | 111 | 85366990990 | switch range | HK07
133829004 | 4008224687539 | HK07 - KombiQuick, 2fold, with shutter, colour: pure white | 34.875 | 35 | 1 | pc. | 5 | pc. | 111 | 85366990990 | switch range | HK07
133850006 | 4008224687614 | HK07 - KombiQuick, 2fold, with shutter, colour: black mat | 45.3115 | 35 | 1 | pc. | 5 | pc. | 111 | 85366990990 | switch range | HK07
136029003 | 4008224592161 | HK07 - Earthed socket outlet, with shutter, with integrated switch, 16A, 250V~/10AX, 250V~, colour: pure white | 51.5942 | 35 | 1 | pc. | 1 | pc. | 111 | 85366990990 | switch range | HK07
295813008 | 4008224671521 | HK07 - Pull switch with cover, nominal voltage 250V~, switching capacity 10AX, protection class IP20, colour: arctic white | 69.3346 | 35 | 1 | pc. | 1 | pc. | 111 | 85365080900 | switch range | HK07
295815000 | 4008224661157 | HK07 - Pull switch with cover, nominal voltage 250V~, switching capacity 10AX, protection class IP20, colour: anthracite | 71.6365 | 35 | 1 | pc. | 1 | pc. | 111 | 85365080900 | switch range | HK07
295829001 | 4008224592529 | HK07 - Pull switch with cover, nominal voltage 250V~, switching capacity 10AX, protection class IP20, colour: pure white | 44.3846 | 35 | 1 | pc. | 1 | pc. | 111 | 85365080900 | switch range | HK07
295832001 | 4008224669870 | HK07 - Pull switch with cover, nominal voltage 250V~, switching capacity 10AX, protection class IP20, colour: arctic white matt | 78.7846 | 35 | 1 | pc. | 1 | pc. | 111 | 85365080900 | switch range | HK07
295834003 | 4008224669887 | Hotel-card-switch, HK07, colour: arctic white mat | 78.7846 | 35 | 1 | pc. | 1 | pc. | 111 | 85365080900 | switch range | HK07
295847003 | 4008224661140 | HK07 - Pull switch with cover, nominal voltage 250V~, switching capacity 10AX, protection class IP20, colour: steel | 71.6365 | 35 | 1 | pc. | 1 | pc. | 111 | 85365080900 | switch range | HK07
295850003 | 4008224669894 | Loudspeaker socket with connection terminals for banana plugs or loudspeaker cable up to 16mm² wirecross section, HK07, colour: grey mat | 78.7846 | 35 | 1 | pc. | 1 | pc. | 111 | 85366990990 | switch range | HK07
305613002 | 4008224389488 | Cover frame for horizontal and vertical installation, 1-fold, OBJEKT 2000, arctic-white | 2.1538 | 35 | 1 | pc. | 10 | pc. | 111 | 85389099990 | switch range | HK02
305615004 | 4008224633581 | HK02 - cover frame for vertical and horizontal installation - 1-fold, colour: anthracite | 8.0308 | 35 | 1 | pc. | 10 | pc. | 111 | 85389099990 | switch range | HK02
305620006 | 4008224633598 | HK02 - cover frame for vertical and horizontal installation - 1-fold, colour: steel | 5.9231 | 35 | 1 | pc. | 10 | pc. | 111 | 85389099990 | switch range | HK02
305713005 | 4008224389495 | Cover frame for horizontal and vertical installation, 2-fold, OBJEKT 2000, arctic-white | 2.6923 | 35 | 1 | pc. | 10 | pc. | 111 | 85389099990 | switch range | HK02
305720009 | 4008224633611 | HK02 - cover frame for vertical and horizontal installation - 2-fold, colour: steel | 7.8077 | 35 | 1 | pc. | 10 | pc. | 111 | 85389099990 | switch range | HK02
305813008 | 4008224389501 | Cover frame 3-fold for vertical and horizontal installation | 5.9231 | 35 | 1 | pc. | 10 | pc. | 111 | 85389099990 | switch range | HK02
305820002 | 4008224633635 | HK02 - cover frame for vertical and horizontal installation - 3-fold, colour: steel | 10.0385 | 35 | 1 | pc. | 10 | pc. | 111 | 85389099990 | switch range | HK02
305913001 | 4008224389525 | Cover frame 4-fold for vertical and horizontal installation | 7.4615 | 35 | 1 | pc. | 5 | pc. | 111 | 85389099990 | switch range | HK02
305915003 | 4008224633642 | HK02 - cover frame for vertical and horizontal installation - 4-fold, colour: anthracite | 27.8827 | 35 | 1 | pc. | 5 | pc. | 111 | 85389099990 | switch range | HK02
305920005 | 4008224633659 | HK02 - cover frame for vertical and horizontal installation - 4-fold, colour: steel | 12.6154 | 35 | 1 | pc. | 5 | pc. | 111 | 85389099990 | switch range | HK02
306530001 | 4008224632997 | HK02 - cover frame for vertical and horizontal installation - 1-fold, colour: oak | 25.5 | 35 | 1 | pc. | 1 | pc. | 111 | 85389099990 | switch range | HK02
306531002 | 4008224633000 | HK02 - cover frame for vertical and horizontal installation - 1-fold, colour: beech | 25.1154 | 35 | 1 | pc. | 1 | pc. | 111 | 85389099990 | switch range | HK02
306535006 | 4008224633017 | HK02 - cover frame for vertical and horizontal installation - 1-fold, colour: nutwood | 35.7231 | 35 | 1 | pc. | 1 | pc. | 111 | 85389099990 | switch range | HK02
306537008 | 4008224633024 | HK02 - cover frame for vertical and horizontal installation - 1-fold, colour: wenge | 29.8385 | 35 | 1 | pc. | 1 | pc. | 111 | 85389099990 | switch range | HK02
306539000 | 4008224520744 | HK02 - cover frame for vertical and horizontal installation, 1-fold, colour: maple | 29.8385 | 35 | 1 | pc. | 1 | pc. | 111 | 85389099990 | switch range | HK02
306630004 | 4008224633031 | HK02 - cover frame for vertical and horizontal installation - 2-fold, colour: oak | 37.5769 | 35 | 1 | pc. | 1 | pc. | 111 | 85389099990 | switch range | HK02
306631005 | 4008224633048 | HK02 - cover frame for vertical and horizontal installation - 2-fold, colour: beech | 35.8077 | 35 | 1 | pc. | 1 | pc. | 111 | 85389099990 | switch range | HK02
306635009 | 4008224633055 | HK02 - cover frame for vertical and horizontal installation - 2-fold, colour: nutwood | 63.6058 | 35 | 1 | pc. | 1 | pc. | 111 | 85389099990 | switch range | HK02
306637001 | 4008224633062 | HK02 - cover frame for vertical and horizontal installation - 2-fold, colour: wenge | 51.6115 | 35 | 1 | pc. | 1 | pc. | 111 | 85389099990 | switch range | HK02
306639003 | 4008224520751 | HK02 - cover frame for vertical and horizontal installation - 2-fold, colour: maple | 51.6115 | 35 | 1 | pc. | 1 | pc. | 111 | 85389099990 | switch range | HK02
306730007 | 4008224633079 | HK02 - cover frame for vertical and horizontal installation - 3-fold, colour: oak | 52.2692 | 35 | 1 | pc. | 1 | pc. | 111 | 85389099990 | switch range | HK02
306731008 | 4008224633086 | HK02 - cover frame for vertical and horizontal installation - 3-fold, colour: beech | 46.6923 | 35 | 1 | pc. | 1 | pc. | 111 | 85389099990 | switch range | HK02
306735002 | 4008224633093 | HK02 - cover frame for vertical and horizontal installation - 3-fold, colour: nutwood | 103.3615 | 35 | 1 | pc. | 1 | pc. | 111 | 85389099990 | switch range | HK02
306737004 | 4008224633109 | HK02 - cover frame for vertical and horizontal installation - 3-fold, colour: wenge | 71.6019 | 35 | 1 | pc. | 1 | pc. | 111 | 85389099990 | switch range | HK02
306739006 | 4008224520768 | HK02 - cover frame for horizontal and vertical installation - 3-fold, colour: maple | 71.6019 | 35 | 1 | pc. | 1 | pc. | 111 | 85389099990 | switch range | HK02
306830000 | 4008224633116 | HK02 - cover frame for vertical and horizontal installation - 4-fold, colour: oak | 68.4615 | 35 | 1 | pc. | 1 | pc. | 111 | 85389099990 | switch range | HK02
306831001 | 4008224633123 | HK02 - cover frame for vertical and horizontal installation - 4-fold, colour: beech | 64.3846 | 35 | 1 | pc. | 1 | pc. | 111 | 85389099990 | switch range | HK02
306837007 | 4008224633147 | HK02 - cover frame for vertical and horizontal installation - colour: wenge | 87.4558 | 35 | 1 | pc. | 1 | pc. | 111 | 85389099990 | switch range | HK02
306839009 | 4008224520775 | HK02 - cover frame for vertical and horizontal installation - 4-fold, colour: maple | 87.4558 | 35 | 1 | pc. | 1 | pc. | 111 | 85389099990 | switch range | HK02
308302008 | 4008224493475 | HK05 - Cover frame for horizontal and vertical installation, 5-fold, colour: arctic white | 12.0769 | 35 | 1 | pc. | 1 | pc. | 111 | 85389099990 | switch range | HK05
308350001 | 4008224657983 | HK05 - Cover frame for horizontal and vertical installation, 5-fold, colour: black matt | 42.4558 | 35 | 1 | pc. | 1 | pc. | 111 | 85389099990 | switch range | HK05
308402001 | 4008224493437 | HK05 - Cover frame for horizontal and vertical installation, 1-fold, colour: arctic white | 2.5 | 35 | 1 | pc. | 10 | pc. | 111 | 85389099990 | switch range | HK05
308450004 | 4008224657945 | HK05 - Cover frame for horizontal and vertical installation, 1-fold, colour: black matt | 7.425 | 35 | 1 | pc. | 10 | pc. | 111 | 85389099990 | switch range | HK05
308502004 | 4008224493444 | HK05 - Cover frame for horizontal and vertical installation, 2-fold, colour: arctic white | 3.4231 | 35 | 1 | pc. | 10 | pc. | 111 | 85389099990 | switch range | HK05
308550007 | 4008224657952 | HK05 - Cover frame for horizontal and vertical installation, 2-fold, colour: black matt | 10.8519 | 35 | 1 | pc. | 10 | pc. | 111 | 85389099990 | switch range | HK05
308602007 | 4008224493451 | HK05 - Cover frame for horizontal and vertical installation, 3-fold, colour: arctic white | 4.1538 | 35 | 1 | pc. | 10 | pc. | 111 | 85389099990 | switch range | HK05
308650000 | 4008224657969 | HK05 - Cover frame for horizontal and vertical installation, 3-fold, colour: black matt | 16.0962 | 35 | 1 | pc. | 10 | pc. | 111 | 85389099990 | switch range | HK05
308702000 | 4008224493468 | HK05 - Cover frame for horizontal and vertical installation, 4-fold, colour: arctic white | 4.6923 | 35 | 1 | pc. | 5 | pc. | 111 | 85389099990 | switch range | HK05
308750003 | 4008224657976 | HK05 - Cover frame for horizontal and vertical installation, 4-fold, colour: black matt | 25.2519 | 35 | 1 | pc. | 5 | pc. | 111 | 85389099990 | switch range | HK05
313429152 | 4008224592321 | HK07 - Cover plate for mechanical timer 15min., colour: pure white | 43.0096 | 35 | 1 | pc. | 1 | pc. | 111 | 85389099990 | switch range | HK07
313429303 | 4008224592338 | HK07 - Cover plate for mechanical timer 30min.,colour: pure white | 43.0096 | 35 | 1 | pc. | 1 | pc. | 111 | 85389099990 | switch range | HK07
321212047 | 4008224587211 | Glow lamp 12V, for switch and pushbutton switch, housing orange | 21.5135 | 35 | 1 | pc. | 10 | pc. | 111 | 85392198900 | switch range | single device, accessory
321224046 | 4008224587228 | Glow lamp 24V, for switch and pushbutton switch, housing grey | 13.1538 | 35 | 1 | pc. | 10 | pc. | 111 | 85392198900 | switch range | single device, accessory
323500087 | 4008223962569 | Micro glass fuse T 0,63A, contents: 3 pcs. | 5.1231 | 35 | 1 | pc. | 10 | pc. | 111 | 85361010900 | other accessory | fine wire fuse
324300044 | 4008220063047 | Glow lamp preferably for universal switches | 7.875 | 35 | 1 | pc. | 10 | pc. | 111 | 85393980900 | switch range | socket and basic components
324300082 | 4008222910219 | Glow lamp preferably for universal switches | 11.9077 | 35 | 1 | pc. | 10 | pc. | 111 | 85393980900 | switch range | single device, accessory
324300185 | 4008224582988 | Glow lamp preferably for universal switches | 11.9077 | 35 | 1 | pc. | 5 | pc. | 111 | 85393980900 | switch range | technology centre
324401000 | 4008224603218 | LED-Glow lamp preferably for universal switches | 21.4962 | 35 | 1 | pc. | 5 | pc. | 111 | 94054231900 | switch range | single device, accessory
324401189 | 4008224603225 | LED-Glow lamp preferably for universal switches | 20.2846 | 35 | 1 | pc. | 5 | pc. | 111 | 94054231900 | switch range | technology centre
325900081 | 4008224375658 | Glow lamp, for illuminating switches and push-button switches, high luminance, 250V~, 2mA, ca.0,5W | 11.9077 | 35 | 1 | pc. | 10 | pc. | 111 | 85393980900 | switch range | single device, accessory
326002001 | 4008224493413 | TAE cover plate for TAE telephone connection sockets, suitable for 1-3 connections (or USB-socket) | 4.3846 | 35 | 1 | pc. | 5 | pc. | 111 | 85389099990 | switch range | HK05
326002018 | 9008223260103 | TDO cover plate for TDO telephone connection sockets, suitable for 1-3 connections | 10.4885 | 35 | 1 | pc. | 5 | pc. | 111 | 85389099990 | switch range | HK05
326050004 | 4008224657686 | HK05 - TAE cover plate for TAE telephone connection sockets - suitable for 1-3 connections, colour: mat black | 12.4096 | 35 | 1 | pc. | 5 | pc. | 111 | 85389099990 | switch range | HK05
326102004 | 4008224493420 | HK05 - UAE cover plate, for UAE junction box and data socket with inclined outlet, suitable for 1-2 connections, with mounting screw M2.5x12mm, protection class IP20, colour: arctic white | 4.7692 | 35 | 1 | pc. | 5 | pc. | 111 | 85389099990 | switch range | HK05
326150007 | 4008224657693 | HK05 - cover plate for UAE - colour: mat black | 12.4096 | 35 | 1 | pc. | 5 | pc. | 111 | 85389099990 | switch range | HK05
328813005 | 4008224620116 | Dimmer cover for push dimmer | 2.7692 | 35 | 1 | pc. | 5 | pc. | 111 | 85389099990 | switch range | HK02
328815007 | 4008224637510 | HK02 - dimmer cover for push dimmer - colour: anthracite | 23.8846 | 35 | 1 | pc. | 5 | pc. | 111 | 85389099990 | switch range | HK02
328820009 | 4008224644655 | HK02 - dimmer cover for push dimmer - colour: steel | 23.8846 | 35 | 1 | pc. | 5 | pc. | 111 | 85389099990 | switch range | HK02
330113003 | 4008224649049 | HK02 - Rocker pad with symbol "key", colour: arctic white | 11.9077 | 35 | 1 | pc. | 5 | pc. | 111 | 85389099990 | switch range | HK02
330120007 | 4008224649063 | HK02 - Rocker pad with symbol "key", colour: steel | 13.3442 | 35 | 1 | pc. | 5 | pc. | 111 | 85389099990 | switch range | HK02
330213006 | 4008224439077 | HK02 - Rocker pad with lens and symbol "light", colour: arctic white | 11.9077 | 35 | 1 | pc. | 5 | pc. | 111 | 85389099990 | switch range | HK02
330313009 | 4008224439084 | HK02 - Rocker pad with lens and symbol "bell", colour: arctic white | 11.9077 | 35 | 1 | pc. | 5 | pc. | 111 | 85389099990 | switch range | HK02
330513005 | 4008224439091 | HK02 - Rocker pad with inscription area, colour: arctic white | 13.7942 | 35 | 1 | pc. | 5 | pc. | 111 | 85389099990 | switch range | HK02
330520009 | 4008224649087 | HK02 - Rocker pad with inscription area, colour: steel | 13.3442 | 35 | 1 | pc. | 5 | pc. | 111 | 85389099990 | switch range | HK02
330613008 | 4008224439114 | HK02 - blind cover - colour: arctic white | 5.7308 | 35 | 1 | pc. | 5 | pc. | 111 | 85389099990 | switch range | HK02
331013001 | 4008224389549 | HK02 - rocker pad without lens - colour: arctic white | 4.1538 | 35 | 1 | pc. | 10 | pc. | 111 | 85389099990 | switch range | HK02
331015003 | 4008224453080 | HK02 - rocker pad without lens - colour: anthracite | 8.1173 | 35 | 1 | pc. | 10 | pc. | 111 | 85389099990 | switch range | HK02
331020005 | 4008224520584 | HK02 - rocker pad without lens - colour: steel | 4.3846 | 35 | 1 | pc. | 10 | pc. | 111 | 85389099990 | switch range | HK02
331030002 | 4008224633666 | HK02 - rocker pad without lens - colour: oak | 18.8846 | 35 | 1 | pc. | 10 | pc. | 111 | 85389099990 | switch range | HK02
331031003 | 4008224633673 | HK02 - rocker pad without lens - colour: beech | 17.3846 | 35 | 1 | pc. | 10 | pc. | 111 | 85389099990 | switch range | HK02
331037009 | 4008224633680 | HK2 - rocker pad without lens - colour: wenge | 27.8827 | 35 | 1 | pc. | 10 | pc. | 111 | 85389099990 | switch range | HK02
331039001 | 4008224633697 | HK02 - rocker pad without lens - colour: maple | 27.8827 | 35 | 1 | pc. | 10 | pc. | 111 | 85389099990 | switch range | HK02
331113004 | 4008224389556 | HK02 - rocker pad with lens - colour: arctic white | 3.7692 | 35 | 1 | pc. | 10 | pc. | 111 | 85389099990 | switch range | HK02
331114005 | 4008224649094 | HK02 - Rocker pad with red lens, colour: arctic white | 8.0308 | 35 | 1 | pc. | 5 | pc. | 111 | 85389099990 | switch range | HK02
331115006 | 4008224453097 | HK02 - rocker pad with lens - colour: anthracite | 9.8481 | 35 | 1 | pc. | 5 | pc. | 111 | 85389099990 | switch range | HK02
331116007 | 4008224633703 | rocker with lens, red, HK02 anthracite | 9.8481 | 35 | 1 | pc. | 5 | pc. | 111 | 85389099990 | switch range | HK02
331120008 | 4008224520607 | HK02 - rocker pad with lens - colour: steel | 6.6538 | 35 | 1 | pc. | 10 | pc. | 111 | 85389099990 | switch range | HK02
331121009 | 4008224520614 | rocker with lens, red, HK02 colour: steel | 6.6538 | 35 | 1 | pc. | 10 | pc. | 111 | 85389099990 | switch range | HK02
331130005 | 4008224633710 | HK02 - rocker pad with lens - colour: oak | 22.0385 | 35 | 1 | pc. | 5 | pc. | 111 | 85389099990 | switch range | HK02
331131006 | 4008224633727 | HK02 - rocker pad with lens - colour: beech | 21.3077 | 35 | 1 | pc. | 5 | pc. | 111 | 85389099990 | switch range | HK02
331137002 | 4008224633734 | HK02 - rocker pad with lens - colour: wenge | 30.6173 | 35 | 1 | pc. | 5 | pc. | 111 | 85389099990 | switch range | HK02
331139004 | 4008224633741 | HK02 - rocker pad with lens - colour: maple | 30.6173 | 35 | 1 | pc. | 5 | pc. | 111 | 85389099990 | switch range | HK02
331413003 | 4008224389570 | HK02 - double rocker pad - colour: arctic white | 5.5769 | 35 | 1 | pc. | 10 | pc. | 111 | 85389099990 | switch range | HK02
331415005 | 4008224453103 | HK02 - double rocker pad - colour: anthracite | 12.5481 | 35 | 1 | pc. | 5 | pc. | 111 | 85389099990 | switch range | HK02
331420007 | 4008224520621 | HK02 - double rocker pad - colour: steel | 6.8462 | 35 | 1 | pc. | 10 | pc. | 111 | 85389099990 | switch range | HK02
331430004 | 4008224633758 | HK02 - double rocker pad - colour: oak | 24.0385 | 35 | 1 | pc. | 5 | pc. | 111 | 85389099990 | switch range | HK02
331431005 | 4008224633765 | HK02 - double rocker pad - colour: beech | 23.5 | 35 | 1 | pc. | 5 | pc. | 111 | 85389099990 | switch range | HK02
331437001 | 4008224633772 | HK02 - double rocker pad - colour: wenge | 49.8808 | 35 | 1 | pc. | 5 | pc. | 111 | 85389099990 | switch range | HK02
331439003 | 4008224633789 | HK02 - double rocker pad - colour: maple | 49.8808 | 35 | 1 | pc. | 5 | pc. | 111 | 85389099990 | switch range | HK02
331513006 | 9008223315131 | HK02 - double rocker pad with arrows, colour: arctic white | 6.1923 | 35 | 1 | pc. | 10 | pc. | 111 | 85389099990 | switch range | HK02
331515008 | 4008224633796 | HK02 - double rocker pad with arrows - colour: anthracite | 16.7712 | 35 | 1 | pc. | 5 | pc. | 111 | 85389099990 | switch range | HK02
331520000 | 4008224633802 | HK02 - double rocker pad with arrows - colour: steel | 7.4231 | 35 | 1 | pc. | 5 | pc. | 111 | 85389099990 | switch range | HK02
331702004 | 4008224565110 | HK05 - Cover for command devices with a diameter of 22.5mm, screw mounting, protection class IP20, colour: arctic white | 14.5 | 35 | 1 | pc. | 10 | pc. | 111 | 85389099990 | switch range | HK05
331750007 | 4008224657501 | HK05 - Cover for command devices with a diameter of 22.5mm, screw mounting, protection class IP20, colour: black matt | 28.3154 | 35 | 1 | pc. | 5 | pc. | 111 | 85389099990 | switch range | HK05
333613001 | 4008224671552 | HK07 blind cover arc. | 21.4962 | 35 | 1 | pc. | 5 | pc. | 111 | 85389099990 | switch range | HK07
333615003 | 4008224661898 | HK07 - Blind cover with intermediate frame and support ring with claws, protection class IP20, colour: anthracite | 25.8404 | 35 | 1 | pc. | 5 | pc. | 111 | 85389099990 | switch range | HK07
333629004 | 4008224591973 | HK07 - Blind cover with intermediate frame and support ring with claws, protection class IP20, colour: pure white | 6 | 35 | 1 | pc. | 5 | pc. | 111 | 85389099990 | switch range | HK07
333632004 | 4008224669993 | HK07 - Blind cover with intermediate frame and support ring with claws, protection class IP20, colour: arctic white matt | 26.5673 | 35 | 1 | pc. | 5 | pc. | 111 | 85389099990 | switch range | HK07
333634006 | 4008224670005 | HK07 - Blind cover with intermediate frame and support ring with claws, protection class IP20, colour: grey matt | 28.4365 | 35 | 1 | pc. | 5 | pc. | 111 | 85389099990 | switch range | HK07
333647006 | 4008224661881 | HK07 - Blind cover with intermediate frame and support ring with claws, protection class IP20, colour: steel | 25.8404 | 35 | 1 | pc. | 5 | pc. | 111 | 85389099990 | switch range | HK07
333650006 | 4008224670012 | HK07 - Blind cover with intermediate frame and support ring with claws, protection class IP20, colour: black matt | 28.4365 | 35 | 1 | pc. | 5 | pc. | 111 | 85389099990 | switch range | HK07
333702006 | 4008224593564 | HK05 - Cover for push change dimmer, two-part, consisting of rotary knob and cover, protection class IP20, colour: arctic white | 3.8846 | 35 | 1 | pc. | 10 | pc. | 111 | 85389099990 | switch range | HK05
333750009 | 4008224657495 | HK05 - Cover for push change dimmer, two-part, consisting of rotary knob and cover, protection class IP20, colour: black matt | 22.2058 | 35 | 1 | pc. | 5 | pc. | 111 | 85389099990 | switch range | HK05
333942000 | 4008224493482 | HK05 - Rocker pad with lens and symbol "Light" for off switch, universal switch, cross switch, control switch, push-button switch, colour: arctic white | 3.6154 | 35 | 1 | pc. | 5 | pc. | 111 | 85389099990 | switch range | HK05
333952007 | 4008224493499 | HK05 - Rocker pad with lens and symbol "Bell" for off switch, universal switch, cross switch, control switch, push-button switch, colour: arctic white | 3.8077 | 35 | 1 | pc. | 5 | pc. | 111 | 85389099990 | switch range | HK05
333962004 | 4008224493505 | HK05 - Rocker pad with lens and symbol "Key" for off switch, universal switch, cross switch, control switch, push-button switch, colour: arctic white | 3.6154 | 35 | 1 | pc. | 5 | pc. | 111 | 85389099990 | switch range | HK05
334202002 | 4008224493512 | HK05 - Rocker pad for off switch, universal switch, cross switch, button, clear lens, labelling field, protection class IP20, colour: arctic white | 8.4231 | 35 | 1 | pc. | 5 | pc. | 111 | 85389099990 | switch range | HK05
334250005 | 4008224657488 | HK05 - Rocker pad for off switch, universal switch, cross switch, button, clear lens, labelling field, protection class IP20, colour: black matt | 14.2615 | 35 | 1 | pc. | 5 | pc. | 111 | 85389099990 | switch range | HK05
334302005 | 4008224493536 | HK05 - Blind cover, support ring with claws and intermediate frame, protection class IP20, colour: arctic white | 5.9231 | 35 | 1 | pc. | 5 | pc. | 111 | 85389099990 | switch range | HK05
334350008 | 4008224657648 | HK05 - Blind cover, support ring with claws and intermediate frame, protection class IP20, colour: black matt | 23.0538 | 35 | 1 | pc. | 5 | pc. | 111 | 85389099990 | switch range | HK05
334402008 | 4008224493369 | HK05 - Double rocker pad for series switches, changeover/changeover switches, double buttons, protection class IP20, colour: arctic white | 3.6154 | 35 | 1 | pc. | 10 | pc. | 111 | 85389099990 | switch range | HK05
334450001 | 4008224657433 | HK05 - Double rocker pad for series switches, changeover/changeover switches, double buttons, protection class IP20, colour: black matt | 10.0558 | 35 | 1 | pc. | 10 | pc. | 111 | 85389099990 | switch range | HK05
334477002 | 4008224657440 | HK05 - Double rocker pad, symbol "arrow", for roller shutter control (up/down), colour: black matt | 14.3827 | 35 | 1 | pc. | 5 | pc. | 111 | 85389099990 | switch range | HK05
334488000 | 4008224493543 | HK05 - Double rocker pad, symbol "arrow", for blind and shutter control (up/down), colour: arctic white | 4.1923 | 35 | 1 | pc. | 10 | pc. | 111 | 85389099990 | switch range | HK05
334500009 | 4008224493604 | Labelling clip, transparent for cover frames, with labelling for HK05 | 5.6154 | 35 | 1 | pc. | 10 | pc. | 111 | 85389099990 | switch range | HK05
334602004 | 4008224493345 | HK05 - Rocker pad for off switches, universal switches, cross switches, buttons, without lens, protection class IP20, colour: arctic white | 2.5769 | 35 | 1 | pc. | 10 | pc. | 111 | 85389099990 | switch range | HK05
334650007 | 4008224657419 | HK05 - Rocker pad for off switches, universal switches, cross switches, buttons, without lens, protection class IP20, colour: black matt | 7.2 | 35 | 1 | pc. | 10 | pc. | 111 | 85389099990 | switch range | HK05
334693008 | 4008224493352 | HK05 - Rocker pad for off switch, universal switch, cross switch, button, lens clear, protection class IP20, colour: arctic white | 3.3846 | 35 | 1 | pc. | 10 | pc. | 111 | 85389099990 | switch range | HK05
334694009 | 4008224518901 | HK05 - Rocker pad for off switch, universal switch, cross switch, push button, red lens, protection class IP20, colour: arctic white | 7.6154 | 35 | 1 | pc. | 5 | pc. | 111 | 85389099990 | switch range | HK05
334697002 | 4008224657426 | HK05 - Rocker pad for off switch, universal switch, cross switch, button, lens clear, protection class IP20, colour: black matt | 9.5712 | 35 | 1 | pc. | 5 | pc. | 111 | 85389099990 | switch range | HK05
334698003 | 4008224650779 | HK05 - Rocker pad for off switch, universal switch, cross switch, push button, red lens, protection class IP20, colour: black matt | 9.5712 | 35 | 1 | pc. | 5 | pc. | 111 | 85389099990 | switch range | HK05
334902003 | 4008224493390 | HK05 - Cover for antenna socket TV/RF, scope of delivery: 3 screws (1 piece each M3x13mm, M3x16mm, M3x25mm), suitable for all common makes of leading manufacturers, protection class IP20, colour: arctic white | 6 | 35 | 1 | pc. | 10 | pc. | 111 | 85291095000 | switch range | HK05
334950006 | 4008224657662 | HK05 - Cover plate for antenna socket TV/RF/SAT, included: 3 screw (1 piece M3x13mm, M3x16mm, M3x25mm), suitable for all leading manufacturers, colour: black matt | 12.3923 | 35 | 1 | pc. | 5 | pc. | 111 | 85291095000 | switch range | HK05
335002007 | 4008224493406 | HK05 - Cover plate for antenna socket TV/RF/SAT, included: 3 screw (1 piece M3x13mm, M3x16mm, M3x25mm), suitable for all leading manufacturers, colour: arctic white | 6 | 35 | 1 | pc. | 10 | pc. | 111 | 85291095000 | switch range | HK05
335050000 | 4008224657679 | HK05 - Cover for antenna socket TV/RF/SAT, included: 3 screws (1 piece each M3x13mm, M3x16mm, M3x25mm), suitable for all common makes of leading manufacturers, protection class IP20, colour: black matt | 12.3923 | 35 | 1 | pc. | 5 | pc. | 111 | 85291095000 | switch range | HK05
335613003 | 9008223356134 | HK02 - intermediate frame for 50x50 DIN devices - colour: arctic white | 4.3462 | 35 | 1 | pc. | 10 | pc. | 111 | 85389099990 | switch range | HK02
335702008 | 4008224515160 | HK05 - Intermediate frame for 50x50 DIN devices - colour: arctic white | 1.5769 | 35 | 1 | pc. | 10 | pc. | 111 | 85389099990 | switch range | HK05
335750001 | 4008224657938 | HK05 - Intermediate frame for 50x50 DIN devices - colour: black matt | 7.2346 | 35 | 1 | pc. | 10 | pc. | 111 | 85389099990 | switch range | HK05
339450006 | 4008224657457 | HK05 - Rocker pad with lens and symbol "Light" for off switch, universal switch, cross switch, control switch, push-button switch, colour: black matt | 12.6 | 35 | 1 | pc. | 5 | pc. | 111 | 85389099990 | switch range | HK05
339550009 | 4008224657464 | HK05 - Rocker pad with lens and symbol "Bell" for off switch, universal switch, cross switch, control switch, push-button switch, colour: black matt | 12.6 | 35 | 1 | pc. | 5 | pc. | 111 | 85389099990 | switch range | HK05
339650002 | 4008224657471 | HK05 - Rocker pad, symbol "Key" for off switch, universal switch, cross switch, control switch, button, lens clear, protection class IP20, colour: black matt | 12.6 | 35 | 1 | pc. | 5 | pc. | 111 | 85389099990 | switch range | HK05
349513001 | 4008224439107 | UAE cover plate for UAE connection sockets, suitable for 1-2 connections | 4.5769 | 35 | 1 | pc. | 5 | pc. | 111 | 85389099990 | switch range | HK02
349515003 | 4008224518840 | HK02 - UAE cover plate for UAE connection sockets - suitable for 1-2 connections, with fixing screwsM2,5x12mm, colour: anthracite | 15.5423 | 35 | 1 | pc. | 5 | pc. | 111 | 85389099990 | switch range | HK02
349520005 | 4008224633857 | HK02 - UAE cover plate for UAE connection sockets - suitable for 1-2 connections, with fixing screwsM2,5x12mm, colour: steel | 4.8846 | 35 | 1 | pc. | 5 | pc. | 111 | 85389099990 | switch range | HK02
349530002 | 4008224633864 | HK02 - UAE cover plate for UAE connection sockets - suitable for 1-2 connections, with fixing screwsM2,5x12mm, colour: oak | 20.8077 | 35 | 1 | pc. | 5 | pc. | 111 | 85389099990 | switch range | HK02
349531003 | 4008224633871 | HK02 - UAE cover plate for UAE connection sockets - suitable for 1-2 connections, with fixing screwsM2,5x12mm, colour: beech | 24 | 35 | 1 | pc. | 5 | pc. | 111 | 85389099990 | switch range | HK02
349537009 | 4008224633888 | HK02 - UAE cover plate for UAE connection sockets - suitable for 1-2 connections, with fixing screwsM2,5x12mm, colour: wenge | 39.7385 | 35 | 1 | pc. | 5 | pc. | 111 | 85389099990 | switch range | HK02
349539001 | 4008224633895 | HK02 - UAE cover plate for UAE connection sockets - suitable for 1-2 connections, with fixing screwsM2,5x12mm, colour: maple | 39.7385 | 35 | 1 | pc. | 5 | pc. | 111 | 85389099990 | switch range | HK02
354613006 | 4008224439121 | Cable outlet box with cover in the design of HK02, colour: arctic white | 21.0635 | 35 | 1 | pc. | 5 | pc. | 111 | 85369095000 | switch range | HK02
356313009 | 4008224515177 | Surface-mounting housing for flush-mount switch ranges (PARIS, HK05, EUROPA, VISION, MILANO-plastic) | 19.0731 | 35 | 1 | pc. | 5 | pc. | 111 | 85389099990 | switch range | STANDARD surface installation
356350004 | 4008224658065 | Surface-mounting housing for surface mount installation of flush mount switch ranges, suitable for flush mount switch ranges PARIS, HK05, EUROPA, VISION and MILANO (plastic) mat black | 38.25 | 35 | 1 | pc. | 5 | pc. | 111 | 85389099990 | switch range | HK05
356352013 | 4008224517683 | Surface mount housing, for personal protective socket outlet | 25.3212 | 35 | 1 | pc. | 5 | pc. | 111 | 85389099990 | mobile personal protection device | mobile personal protection device
357813005 | 4008224389594 | HK02 - antenna cover plate for antenna socket TV/RF/SAT - colour: arctic white | 5.0385 | 35 | 1 | pc. | 10 | pc. | 111 | 85291095000 | switch range | HK02
357815007 | 4008224453134 | HK02 - antenna cover plate for antenna socket TV/RF/SAT - colour: anthracite | 15.4904 | 35 | 1 | pc. | 5 | pc. | 111 | 85291095000 | switch range | HK02
357820009 | 4008224520683 | HK02 - antenna cover plate for antenna socket TV/RF/SAT - colour: steel | 5.9615 | 35 | 1 | pc. | 5 | pc. | 111 | 85291095000 | switch range | HK02
357830006 | 4008224633901 | HK02 - antenna cover plate for antenna socket TV/RF/SAT - colour: oak | 24.6154 | 35 | 1 | pc. | 5 | pc. | 111 | 85291095000 | switch range | HK02
357831007 | 4008224633918 | HK02 - antenna cover plate for antenna socket TV/RF/SAT - colour: beech | 23.6538 | 35 | 1 | pc. | 5 | pc. | 111 | 85291095000 | switch range | HK02
357837003 | 4008224633925 | HK02 - antenna cover plate for antenna socket TV/RF/SAT - colour: wenge | 39.7385 | 35 | 1 | pc. | 5 | pc. | 111 | 85291095000 | switch range | HK02
357839005 | 4008224633932 | HK02 - antenna cover plate for antenna socket TV/RF/SAT - colour: maple | 39.7385 | 35 | 1 | pc. | 5 | pc. | 111 | 85291095000 | switch range | HK02
358113005 | 4008224389600 | TAE cover plate for TAE telephone connection sockets, suitable for 1-3 connections (or USB-socket) | 9.7308 | 35 | 1 | pc. | 5 | pc. | 111 | 85389099990 | switch range | HK02
358113012 | 9008223581031 | TDO cover plate for TDO telephone connection sockets, suitable for 1-3 connections | 11.9077 | 35 | 1 | pc. | 5 | pc. | 111 | 85389099990 | switch range | HK02
358115007 | 4008224453141 | HK02 - TAE cover plate for TAE telephone connection sockets - suitable for 1-3 connections (or USB-socket), colour: anthracite | 15.5423 | 35 | 1 | pc. | 5 | pc. | 111 | 85389099990 | switch range | HK02
358120009 | 4008224520706 | HK02 - TAE cover plate for TAE telephone connection sockets - suitable for 1-3 connections (or USB-socket), colour: steel | 5.1538 | 35 | 1 | pc. | 5 | pc. | 111 | 85389099990 | switch range | HK02
358130006 | 4008224633949 | HK02 - TAE cover plate for TAE telephone connection sockets - suitable for 1-3 connections (or USB-socket), colour: oak | 24.2308 | 35 | 1 | pc. | 5 | pc. | 111 | 85389099990 | switch range | HK02
358131007 | 4008224633956 | HK02 - TAE cover plate for TAE telephone connection sockets - suitable for 1-3 connections (or USB-socket), colour: beech | 23.5 | 35 | 1 | pc. | 5 | pc. | 111 | 85389099990 | switch range | HK02
358137003 | 4008224633963 | HK02 - TAE cover plate for TAE telephone connection sockets - suitable for 1-3 connections (or USB-socket), colour: wenge | 39.7385 | 35 | 1 | pc. | 5 | pc. | 111 | 85389099990 | switch range | HK02
358139005 | 4008224633970 | HK02 - TAE cover plate for TAE telephone connection sockets - suitable for 1-3 connections (or USB-socket), colour: maple | 39.7385 | 35 | 1 | pc. | 5 | pc. | 111 | 85389099990 | switch range | HK02
358613000 | 4008224389617 | Antenna cover plate for antenna socket TV/RF | 2.7692 | 35 | 1 | pc. | 10 | pc. | 111 | 85291095000 | switch range | HK02
358615002 | 4008224453127 | HK02 - antenna cover plate for antenna socket TV/RF - colour: anthracite | 15.4904 | 35 | 1 | pc. | 5 | pc. | 111 | 85291095000 | switch range | HK02
358620004 | 4008224520669 | HK02 - antenna cover plate for antenna socket TV/RF - colour: steel | 5.8077 | 35 | 1 | pc. | 5 | pc. | 111 | 85291095000 | switch range | HK02
358630001 | 4008224633987 | HK02 - antenna cover plate for antenna socket TV/RF - colour: oak | 24.1154 | 35 | 1 | pc. | 5 | pc. | 111 | 85291095000 | switch range | HK02
358631002 | 4008224633994 | HK02 - antenna cover plate for antenna socket TV/RF - colour: beech | 23.4615 | 35 | 1 | pc. | 5 | pc. | 111 | 85291095000 | switch range | HK02
358637008 | 4008224634007 | HK02 - antenna cover plate for antenna socket TV/RF - colour: wenge | 39.7385 | 35 | 1 | pc. | 5 | pc. | 111 | 85291095000 | switch range | HK02
358639000 | 4008224634014 | HK02 - antenna cover plate for antenna socket TV/RF - colour: maple | 39.7385 | 35 | 1 | pc. | 5 | pc. | 111 | 85291095000 | switch range | HK02
370013008 | 4008224649445 | HK02 - Cover plate for antenna socket 4-times, colour: arctic white | 16.4942 | 35 | 1 | pc. | 5 | pc. | 111 | 85291095900 | switch range | HK02
371713000 | 4008224667630 | UAE cover plate UAE for UAE connection sockets, suitable for 1-2 connections, with fixing screws M2,5x12mm, HK07, arctic-white | 10.9904 | 35 | 1 | pc. | 5 | pc. | 111 | 85389099990 | switch range | HK07
371715002 | 4008224621830 | HK07 - UAE cover plate UAE for UAE connection sockets, suitable for 1-2 connections, with fixing screws M2,5x12mm, protection classIP20, colour: anthracite | 6.0385 | 35 | 1 | pc. | 5 | pc. | 111 | 85389099990 | switch range | HK07
371729003 | 4008224592000 | HK07 - UAE cover plate UAE for UAE connection sockets, suitable for 1-2 connections, with fixing screws M2,5x12mm, protection classIP20, colour: pure white | 2.6538 | 35 | 1 | pc. | 5 | pc. | 111 | 85389099990 | switch range | HK07
371732003 | 4008224670029 | HK07 - UAE cover plate UAE for UAE connection sockets, suitable for 1-2 connections, with fixing screws M25x12mm, protection classIP20, colour: arctic white matt | 18.3808 | 35 | 1 | pc. | 5 | pc. | 111 | 85389099990 | switch range | HK07
371734005 | 4008224670036 | HK07 - UAE cover plate UAE for UAE connection sockets, suitable for 1-2 connections, with fixing screws M25x12mm, protection classIP20, colour: grey matt | 18.3808 | 35 | 1 | pc. | 5 | pc. | 111 | 85389099990 | switch range | HK07
371747005 | 4008224619356 | UAE cover plate for UAE connection sockets, suitable for 1-2 connections | 6 | 35 | 1 | pc. | 5 | pc. | 111 | 85389099990 | switch range | HK07
371750005 | 4008224670043 | HK07 - UAE cover plate for UAE connection sockets, suitable for 1-2 connections, with fixing screws M25x12mm, protection class IP20,colour: black matt | 18.3808 | 35 | 1 | pc. | 5 | pc. | 111 | 85389099990 | switch range | HK07
373013001 | 4008224671569 | HK07 - TDO-Telephone cover plate "A", with fixing screws, colour: arctic white | 10.9904 | 35 | 1 | pc. | 5 | pc. | 111 | 85389099990 | switch range | HK07
373015003 | 4008224621816 | HK07 - TDO-Telephone cover plate "A", with fixing screws, colour: anthracite | 16.7019 | 35 | 1 | pc. | 5 | pc. | 111 | 85389099990 | switch range | HK07
373029004 | 4008224591997 | HK07 - TDO-Telephone cover plate "A", with fixing screws, colour: pure-white | 10.9904 | 35 | 1 | pc. | 5 | pc. | 111 | 85389099990 | switch range | HK07
373032004 | 4008224670050 | HL07 - TDO-Telephone cover plate "A", with fixing screws, colour: arctic white matt | 18.3808 | 35 | 1 | pc. | 5 | pc. | 111 | 85389099990 | switch range | HK07
373034006 | 4008224670067 | HK07 - TDO-Telephone cover plate "A", with fixing screws, colour: grey matt | 18.3808 | 35 | 1 | pc. | 5 | pc. | 111 | 85389099990 | switch range | HK07
373047006 | 4008224619349 | HK07 - Telephone cover plate for TDO telephone connection sockets with screws, suitable für 1-3 connections, colour: steel | 16.7019 | 35 | 1 | pc. | 5 | pc. | 111 | 85389099990 | switch range | HK07
373050006 | 4008224670074 | HK07 - TDO-Telephone cover plate "A", with fixing screws, colour: black matt | 18.3808 | 35 | 1 | pc. | 5 | pc. | 111 | 85389099990 | switch range | HK07
373113004 | 4008224671576 | HK07 - TAE-Telephone cover plate "D", with fixing screws, colour: arctic white | 10.9904 | 35 | 1 | pc. | 5 | pc. | 111 | 85389099990 | switch range | HK07
373115006 | 4008224621823 | HK07 - TAE-Telephone cover plate "D", with fixing screws, colour: anthracite | 6 | 35 | 1 | pc. | 5 | pc. | 111 | 85389099990 | switch range | HK07
373129007 | 4008224591980 | HK07 - TAE-Telephone cover plate "D", with fixing screws, colour: pure white | 6 | 35 | 1 | pc. | 5 | pc. | 111 | 85389099990 | switch range | HK07
373132007 | 4008224670081 | HK07 - TAE-Telephone cover plate "D", with fixing screws, colour: arctic white matt | 18.3808 | 35 | 1 | pc. | 5 | pc. | 111 | 85389099990 | switch range | HK07
373134009 | 4008224670098 | HK07 - TAE-Telephone cover plate "D", with fixing screws, colour: grey matt | 18.3808 | 35 | 1 | pc. | 5 | pc. | 111 | 85389099990 | switch range | HK07
373147009 | 4008224619332 | HK07 - cover plate for TAE telephone connection sockets - suitable for 1-3 connections (or USB-socket), colour: steel | 6 | 35 | 1 | pc. | 5 | pc. | 111 | 85389099990 | switch range | HK07
373150009 | 4008224670104 | HK07 - TAE-Telephone cover plate "D", with fixing screws, colour: black matt | 18.3808 | 35 | 1 | pc. | 5 | pc. | 111 | 85389099990 | switch range | HK07
373850000 | 4008224657709 | HK05 - cover plate for TDO telephone connection sockets - suitable for 1-3 connections, colour: black matt | 11.8731 | 35 | 1 | pc. | 5 | pc. | 111 | 85389099990 | switch range | HK05
374713003 | 4008224671583 | HK07.1-f.surf.mount.arc. | 24.3692 | 35 | 1 | pc. | 10 | pc. | 111 | 85389099990 | switch range | HK07
374715005 | 4008224650274 | HK07 - Surface-mounting housing for flush-mount switch ranges, colour: anthracite | 32.7462 | 35 | 1 | pc. | 10 | pc. | 111 | 85389099990 | switch range | HK07
374729006 | 4008224650212 | HK07 - Surface-mounting housing for flush-mount switch ranges, colour: pure white | 24.3692 | 35 | 1 | pc. | 10 | pc. | 111 | 85472000000 | switch range | HK07
374732006 | 4008224670111 | HK07.1-f.surf.mount.arc.m. | 36.0346 | 35 | 1 | pc. | 10 | pc. | 111 | 85389099990 | switch range | HK07
374734008 | 4008224670128 | HK07.1-f.surf.mount.gr.m. | 36.0346 | 35 | 1 | pc. | 10 | pc. | 111 | 85389099990 | switch range | HK07
374747008 | 4008224650243 | HK07 - Surface-mounting housing for flush-mount switch ranges, colour: steel | 32.7462 | 35 | 1 | pc. | 10 | pc. | 111 | 85389099990 | switch range | HK07
374750008 | 4008224670135 | HK07.1-f.surf.mount.bl.m. | 36.0346 | 35 | 1 | pc. | 10 | pc. | 111 | 85389099990 | switch range | HK07
374813006 | 4008224671590 | HK07.2-f.surf.mount.arc. | 43.0788 | 35 | 1 | pc. | 5 | pc. | 111 | 85389099990 | switch range | HK07
374815008 | 4008224650281 | HK07 - Double-Surface-mounting housing for flush-mount switch ranges, colour: anthracite | 54.1038 | 35 | 1 | pc. | 5 | pc. | 111 | 85389099990 | switch range | HK07
374829009 | 4008224650229 | HK07 - Double-Surface-mounting housing for flush-mount switch ranges, colour: pure white | 43.0788 | 35 | 1 | pc. | 5 | pc. | 111 | 85472000000 | switch range | HK07
374832009 | 4008224670142 | HK07.2-f.surf.mount.arc.m. | 59.5212 | 35 | 1 | pc. | 5 | pc. | 111 | 85389099990 | switch range | HK07
374834001 | 4008224670159 | HK07.2-f.surf.mount.gr.m. | 59.5212 | 35 | 1 | pc. | 5 | pc. | 111 | 85389099990 | switch range | HK07
374847001 | 4008224650250 | HK07 - Double-Surface-mounting housing for flush-mount switch ranges, colour: steel | 54.1038 | 35 | 1 | pc. | 5 | pc. | 111 | 85389099990 | switch range | HK07
374850001 | 4008224670166 | HK07.2-f.surf.mount.bl.m. | 59.5212 | 35 | 1 | pc. | 5 | pc. | 111 | 85389099990 | switch range | HK07
374913009 | 4008224671606 | HK07.3-f.surf.mount.arc. | 68.0365 | 35 | 1 | pc. | 1 | pc. | 111 | 85389099990 | switch range | HK07
374915001 | 4008224650298 | HK07 - Triple-Surface-mounting housing for flush-mount switch ranges, colour: anthracite | 76.8288 | 35 | 1 | pc. | 1 | pc. | 111 | 85389099990 | switch range | HK07
374929002 | 4008224650236 | HK07 - Triple-Surface-mounting housing for flush-mount switch ranges, colour: pure white | 68.0365 | 35 | 1 | pc. | 1 | pc. | 111 | 85472000000 | switch range | HK07
374932002 | 4008224670173 | HK07.3-f.surf.mount.arc.m. | 84.5135 | 35 | 1 | pc. | 1 | pc. | 111 | 85389099990 | switch range | HK07
374934004 | 4008224670180 | HK07.3-f.surf.mount.gr.m. | 84.5135 | 35 | 1 | pc. | 1 | pc. | 111 | 85389099990 | switch range | HK07
374947004 | 4008224650267 | HK07 - Triple-Surface-mounting housing for flush-mount switch ranges, colour: steel | 76.8288 | 35 | 1 | pc. | 1 | pc. | 111 | 85389099990 | switch range | HK07
374950004 | 4008224670197 | HK07.3-f.surf.mount.bl.m. | 84.5135 | 35 | 1 | pc. | 1 | pc. | 111 | 85389099990 | switch range | HK07
375102008 | 4008224652735 | HK02 - Surface-mounting housing for flush-mount switch ranges, colour: arctic | 25.5981 | 35 | 1 | pc. | 10 | pc. | 111 | 85366990990 | switch range | HK02
375115008 | 4008224652797 | HK02 - Surface-mounting housing for flush-mount switch ranges, colour: anthracite | 34.425 | 35 | 1 | pc. | 10 | pc. | 111 | 85366990990 | switch range | HK02
375147001 | 4008224652766 | HK02 - Surface-mounting housing for flush-mount switch ranges, colour: steel | 34.425 | 35 | 1 | pc. | 10 | pc. | 111 | 85366990990 | switch range | HK02
375202001 | 4008224652742 | HK02 - Double-Surface-mounting housing for flush-mount switch ranges, colour: arctic white | 45.2423 | 35 | 1 | pc. | 5 | pc. | 111 | 85366990990 | switch range | HK02
375215001 | 4008224652803 | HK02 - Double-Surface-mounting housing for flush-mount switch ranges, colour: anthracite | 56.7865 | 35 | 1 | pc. | 5 | pc. | 111 | 85366990990 | switch range | HK02
375247004 | 4008224652773 | HK02 - Double-Surface-mounting housing for flush-mount switch ranges, colour: steel | 56.7865 | 35 | 1 | pc. | 5 | pc. | 111 | 85366990990 | switch range | HK02
375302004 | 4008224653206 | HK02 - Triple-Surface-mounting housing for flush-mount switch ranges, colour: arctic white | 71.4115 | 35 | 1 | pc. | 1 | pc. | 111 | 85366990990 | switch range | HK02
375315004 | 4008224652810 | HK02 - Triple-Surface-mounting housing for flush-mount switch ranges, colour: anthracite | 80.6712 | 35 | 1 | pc. | 1 | pc. | 111 | 85366990990 | switch range | HK02
375347007 | 4008224652780 | HK02 - Triple-Surface-mounting housing for flush-mount switch ranges, colour: steel | 80.6712 | 35 | 1 | pc. | 1 | pc. | 111 | 85366990990 | switch range | HK02
375413005 | 4008224671958 | Cover plate for 3 Stages switch in design HK07 and colour arctic white | 20.1462 | 35 | 1 | pc. | 5 | pc. | 111 | 85389099990 | switch range | HK07
375415007 | 4008224661867 | Cover plate for 3 Stages switch in design HK07 and colour anthracite | 28.2288 | 35 | 1 | pc. | 5 | pc. | 111 | 85366990990 | switch range | HK07
375429008 | 4008224661843 | Cover plate for 3 Stages switch in design HK07 and colour pure white | 20.1462 | 35 | 1 | pc. | 5 | pc. | 111 | 85366990990 | switch range | HK07
375432008 | 4008224671965 | HK07 - over plate for 3 Stages switch, colour: arctic white mat | 31.0673 | 35 | 1 | pc. | 5 | pc. | 111 | 85389099990 | switch range | HK07
375434000 | 4008224671972 | over plate for 3 Stages switch in design HK07 and colour grey mat | 31.0673 | 35 | 1 | pc. | 5 | pc. | 111 | 85389099990 | switch range | HK07
375447000 | 4008224661850 | Cover plate for 3 Stages switch in design HK07 and colour steel | 28.2288 | 35 | 1 | pc. | 5 | pc. | 111 | 85366990990 | switch range | HK07
375450000 | 4008224671989 | over plate for 3 Stages switch in design HK07 and colour black mat | 31.0673 | 35 | 1 | pc. | 5 | pc. | 111 | 85389099990 | switch range | HK07
375915002 | 4008224684101 | BLUE ELECTRIC with viewing window, grey | 6.5596 | 35 | 1 | pc. | 10 | pc. | 111 | 85389099990 | switch range | BLUE ELECTRIC
402113007 | 4008224667470 | Cover frame for horizontal and vertical installation, 1-fold, HK07, arctic-white | 4.2231 | 35 | 1 | pc. | 10 | pc. | 111 | 85389099990 | switch range | HK07
402115009 | 4008224621915 | Cover frame 1-fold | 6.3846 | 35 | 1 | pc. | 10 | pc. | 111 | 85389099990 | switch range | HK07
402115016 | 4008224646895 | Cover frame for horizontal and vertical installation, 1-fold, with Labelling, HK07, anthracite | 15.3692 | 35 | 1 | pc. | 10 | pc. | 111 | 85389099990 | switch range | HK07
402129000 | 4008224592208 | Cover frame 1-fold | 2.0385 | 35 | 1 | pc. | 10 | pc. | 111 | 85389099990 | switch range | HK07
402129017 | 4008224646871 | Cover frame for horizontal and vertical installation, 1-fold, with Labelling, HK07, pure-white | 10.9904 | 35 | 1 | pc. | 10 | pc. | 111 | 85389099990 | switch range | HK07
402132000 | 4008224670203 | HK07 Cover frame 1-fold arc.m | 8.3769 | 35 | 1 | pc. | 10 | pc. | 111 | 85389099990 | switch range | HK07
402134002 | 4008224670210 | HK07 Cover frame 1-fold gr.m | 8.3769 | 35 | 1 | pc. | 10 | pc. | 111 | 85389099990 | switch range | HK07
402147002 | 4008224619417 | Cover frame 1-fold | 7.5808 | 35 | 1 | pc. | 10 | pc. | 111 | 85389099990 | switch range | HK07
402147019 | 4008224646888 | Cover frame for horizontal and vertical installation, 1-fold, with Labelling, HK07, colour: steel | 15.3692 | 35 | 1 | pc. | 10 | pc. | 111 | 85389099990 | switch range | HK07
402150002 | 4008224670227 | HK07 Cover frame 1-fold bl.m | 8.3769 | 35 | 1 | pc. | 10 | pc. | 111 | 85389099990 | switch range | HK07
402613002 | 4008224667487 | Cover frame for horizontal and vertical installation, 2-fold, HK07, arctic-white | 7.2519 | 35 | 1 | pc. | 10 | pc. | 111 | 85389099990 | switch range | HK07
402615004 | 4008224621922 | Cover frame 2-fold for vertical and horizontal installation | 8.7692 | 35 | 1 | pc. | 10 | pc. | 111 | 85389099990 | switch range | HK07
402615028 | 4008224646925 | Cover frame for vertical installation, 2-fold, with Labelling, HK07, anthracite | 28.4712 | 35 | 1 | pc. | 10 | pc. | 111 | 85389099990 | switch range | HK07
402615200 | 4008224647199 | Cover frame for horizontal installation, 2-fold, with Labelling, HK07, anthracite | 28.4712 | 35 | 1 | pc. | 10 | pc. | 111 | 85389099990 | switch range | HK07
402629005 | 4008224592215 | Cover frame 2-fold for vertical and horizontal installation | 3.2308 | 35 | 1 | pc. | 10 | pc. | 111 | 85389099990 | switch range | HK07
402629029 | 4008224646901 | Cover frame for vertical installation, 2-fold, with Labelling, HK07, pure-white | 20.3538 | 35 | 1 | pc. | 10 | pc. | 111 | 85389099990 | switch range | HK07
402629201 | 4008224647113 | Cover frame for horizontal installation, 2-fold, with Labelling, HK07, pure-white | 20.3538 | 35 | 1 | pc. | 10 | pc. | 111 | 85389099990 | switch range | HK07
402632005 | 4008224670234 | HK07 Cover frame 2-fold arc.m | 12.3058 | 35 | 1 | pc. | 10 | pc. | 111 | 85389099990 | switch range | HK07
402634007 | 4008224670241 | HK07 Cover frame 2-fold gr.m | 12.3058 | 35 | 1 | pc. | 10 | pc. | 111 | 85389099990 | switch range | HK07
402647007 | 4008224619424 | Cover frame 2-fold for vertical and horizontal installation | 10.2308 | 35 | 1 | pc. | 10 | pc. | 111 | 85389099990 | switch range | HK07
402647021 | 4008224646918 | Cover frame for vertical installation, 2-fold, with Labelling, HK07, colour: steel | 28.4712 | 35 | 1 | pc. | 10 | pc. | 111 | 85389099990 | switch range | HK07
402647203 | 4008224647151 | Cover frame for horizontal installation, 2-fold, with Labelling, HK07, colour: steel | 28.4712 | 35 | 1 | pc. | 10 | pc. | 111 | 85389099990 | switch range | HK07
402650007 | 4008224670258 | HK07 Cover frame 2-fold bl.m | 12.3058 | 35 | 1 | pc. | 10 | pc. | 111 | 85389099990 | switch range | HK07
402713005 | 4008224667494 | Cover frame for horizontal and vertical installation, 3-fold, HK07, arctic-white | 12.3404 | 35 | 1 | pc. | 10 | pc. | 111 | 85389099990 | switch range | HK07
402715007 | 4008224621939 | Cover frame 3-fold for vertical and horizontal installation | 15.9615 | 35 | 1 | pc. | 10 | pc. | 111 | 85389099990 | switch range | HK07
402715038 | 4008224646932 | Cover frame for vertical installation, 3-fold, with Labelling, HK07, anthracite | 44.8788 | 35 | 1 | pc. | 5 | pc. | 111 | 85389099990 | switch range | HK07
402715306 | 4008224647205 | Cover frame for horizontal installation, 3-fold, with Labelling, HK07, anthracite | 44.8788 | 35 | 1 | pc. | 5 | pc. | 111 | 85389099990 | switch range | HK07
402729008 | 4008224592222 | Cover frame 3-fold for vertical and horizontal installation | 3.9231 | 35 | 1 | pc. | 10 | pc. | 111 | 85389099990 | switch range | HK07
402729039 | 4008224646956 | Cover frame for vertical installation, 3-fold, with Labelling, HK07, pure-white | 32.0365 | 35 | 1 | pc. | 5 | pc. | 111 | 85389099990 | switch range | HK07
402729307 | 4008224647120 | Cover frame for horizontal installation, 3-fold, with Labelling, HK07, pure-white | 32.0365 | 35 | 1 | pc. | 5 | pc. | 111 | 85389099990 | switch range | HK07
402732008 | 4008224670265 | HK07 Cover frame 3-fold arc.m | 18.9346 | 35 | 1 | pc. | 10 | pc. | 111 | 85389099990 | switch range | HK07
402734000 | 4008224670272 | HK07 Cover frame 3-fold gr.m | 18.9346 | 35 | 1 | pc. | 10 | pc. | 111 | 85389099990 | switch range | HK07
402747000 | 4008224619431 | Cover frame 3-fold for vertical and horizontal installation | 12.5 | 35 | 1 | pc. | 10 | pc. | 111 | 85389099990 | switch range | HK07
402747031 | 4008224646949 | Cover frame for vertical installation, 3-fold, with Labelling, HK07, colour: steel | 44.8788 | 35 | 1 | pc. | 5 | pc. | 111 | 85389099990 | switch range | HK07
402747309 | 4008224647168 | Cover frame for horizontal installation, 3-fold, with Labelling, HK07, colour: steel | 44.8788 | 35 | 1 | pc. | 5 | pc. | 111 | 85389099990 | switch range | HK07
402750000 | 4008224670289 | HK07 Cover frame 3-fold bl.m | 18.9346 | 35 | 1 | pc. | 10 | pc. | 111 | 85389099990 | switch range | HK07
402813008 | 4008224667500 | Cover frame for horizontal and vertical installation, 4-fold, HK07, arctic-white | 21.3058 | 35 | 1 | pc. | 5 | pc. | 111 | 85389099990 | switch range | HK07
402815000 | 4008224621946 | Cover frame 4-fold for vertical and horizontal installation | 22.5 | 35 | 1 | pc. | 5 | pc. | 111 | 85389099990 | switch range | HK07
402815048 | 4008224647007 | Cover frame for vertical installation, 4-fold, with Labelling, HK07, anthracite | 65.3538 | 35 | 1 | pc. | 1 | pc. | 111 | 85389099990 | switch range | HK07
402815402 | 4008224647212 | Cover frame for horizontal installation, 4-fold, with Labelling, HK07, anthracite | 65.3538 | 35 | 1 | pc. | 1 | pc. | 111 | 85389099990 | switch range | HK07
402829001 | 4008224592239 | Cover frame 4-fold for vertical and horizontal installation | 5.5 | 35 | 1 | pc. | 5 | pc. | 111 | 85389099990 | switch range | HK07
402829049 | 4008224646963 | Cover frame for vertical installation, 4-fold, with Labelling, HK07, pure-white | 46.7135 | 35 | 1 | pc. | 1 | pc. | 111 | 85389099990 | switch range | HK07
402829403 | 4008224647137 | Cover frame for horizontal installation, 4-fold, with Labelling, HK07, pure-white | 46.7135 | 35 | 1 | pc. | 1 | pc. | 111 | 85389099990 | switch range | HK07
402832001 | 4008224670296 | HK07 Cover frame 4-fold arc.m | 29.4923 | 35 | 1 | pc. | 5 | pc. | 111 | 85389099990 | switch range | HK07
402834003 | 4008224670302 | HK07 Cover frame 4-fold gr.m | 29.4923 | 35 | 1 | pc. | 5 | pc. | 111 | 85389099990 | switch range | HK07
402847003 | 4008224619448 | Cover frame 4-fold for vertical and horizontal installation | 18.5385 | 35 | 1 | pc. | 5 | pc. | 111 | 85389099990 | switch range | HK07
402847041 | 4008224646987 | Cover frame for vertical installation, 4-fold, with Labelling, HK07, colour: steel | 65.3538 | 35 | 1 | pc. | 1 | pc. | 111 | 85389099990 | switch range | HK07
402847405 | 4008224647175 | Cover frame for horizontal installation, 4-fold, with Labelling, HK07, colour: steel | 65.3538 | 35 | 1 | pc. | 1 | pc. | 111 | 85389099990 | switch range | HK07
402850003 | 4008224670319 | HK07 Cover frame 4-fold bl.m | 29.4923 | 35 | 1 | pc. | 5 | pc. | 111 | 85389099990 | switch range | HK07
402913001 | 4008224671613 | HK07 Cover frame 5-fold arc. | 40.6731 | 35 | 1 | pc. | 1 | pc. | 111 | 85389099990 | switch range | HK07
402915003 | 4008224621953 | Cover frame 5-fold for vertical and horizontal installation | 24.6154 | 35 | 1 | pc. | 1 | pc. | 111 | 85389099990 | switch range | HK07
402915058 | 4008224647014 | Cover frame for vertical installation, 5-fold, with Labelling, HK07, anthracite | 98.2558 | 35 | 1 | pc. | 1 | pc. | 111 | 85389099990 | switch range | HK07
402915508 | 4008224647229 | Cover frame for horizontal installation, 5-fold, with Labelling, HK07, anthracite | 98.2558 | 35 | 1 | pc. | 1 | pc. | 111 | 85389099990 | switch range | HK07
402929004 | 4008224592567 | Cover frame 5-fold for vertical and horizontal installation | 5.9615 | 35 | 1 | pc. | 1 | pc. | 111 | 85389099990 | switch range | HK07
402929059 | 4008224646970 | Cover frame for vertical installation, 5-fold, with Labelling, HK07, pure-white | 70.1827 | 35 | 1 | pc. | 1 | pc. | 111 | 85389099990 | switch range | HK07
402929509 | 4008224647144 | Cover frame for horizontal installation, 5-fold, with Labelling, HK07, pure-white | 70.1827 | 35 | 1 | pc. | 1 | pc. | 111 | 85389099990 | switch range | HK07
402932004 | 4008224670326 | HK07 Cover frame 5-fold arc.m | 50.7635 | 35 | 1 | pc. | 1 | pc. | 111 | 85389099990 | switch range | HK07
402934006 | 4008224670333 | HK07 Cover frame 5-fold gr.m | 50.7635 | 35 | 1 | pc. | 1 | pc. | 111 | 85389099990 | switch range | HK07
402947006 | 4008224619455 | Cover frame 5-fold for vertical and horizontal installation | 29.4615 | 35 | 1 | pc. | 1 | pc. | 111 | 85389099990 | switch range | HK07
402947051 | 4008224646994 | Cover frame for horizontal installation, 5-fold, with Labelling, HK07, colour: steel | 98.2558 | 35 | 1 | pc. | 1 | pc. | 111 | 85389099990 | switch range | HK07
402947501 | 4008224647182 | Cover frame for horizontal installation, 5-fold, with Labelling, HK07, colour: steel | 98.2558 | 35 | 1 | pc. | 1 | pc. | 111 | 85389099990 | switch range | HK07
402950006 | 4008224670340 | HK07 Cover frame 5-fold bl.m | 50.7635 | 35 | 1 | pc. | 1 | pc. | 111 | 85389099990 | switch range | HK07
405302008 | 4008224615914 | Glass-cover frame for horizontal and vertical installation, 1-fold, HK07, protection class IP20, colour: white | 79.5385 | 35 | 1 | pc. | 1 | pc. | 111 | 85389099990 | switch range | HK07
405305001 | 4008224616058 | Glass-cover frame for horizontal and vertical installation, 1-fold, HK07, protection class IP20, colour: black | 79.5385 | 35 | 1 | pc. | 1 | pc. | 111 | 85389099990 | switch range | HK07
405308004 | 4008224592246 | glass frame für vertical und horizontal Installation, 1-fach, HK07, mint | 67.0154 | 35 | 1 | pc. | 1 | pc. | 111 | 85389099990 | switch range | HK07
405402001 | 4008224616010 | Glass-cover frame for horizontal and vertical installation, 2-fold, HK07, protection class IP20, colour: white | 104.0769 | 35 | 1 | pc. | 1 | pc. | 111 | 85389099990 | switch range | HK07
405405004 | 4008224616065 | Glass-cover frame for horizontal and vertical installation, 2-fold, HK07, protection class IP20, colour: black | 107.5385 | 35 | 1 | pc. | 1 | pc. | 111 | 85389099990 | switch range | HK07
405408007 | 4008224592253 | glass frame für vertical und horizontal Installation, 2-fach, HK07, protection class IP20, colour: mint | 102.7308 | 35 | 1 | pc. | 1 | pc. | 111 | 85389099990 | switch range | HK07
405502004 | 4008224616027 | Glass-cover frame for horizontal and vertical installation, 3-fold, HK07, protection class IP20, colour: white | 140.6538 | 35 | 1 | pc. | 1 | pc. | 111 | 85389099990 | switch range | HK07
405505007 | 4008224616072 | Glass-cover frame for horizontal and vertical installation, 3-fold, HK07, protection class IP20, colour: black | 140.6538 | 35 | 1 | pc. | 1 | pc. | 111 | 85389099990 | switch range | HK07
405508000 | 4008224592260 | glass frame für vertical und horizontal Installation, 3-fach, HK07, protection class IP20, colour: mint | 133.6538 | 35 | 1 | pc. | 1 | pc. | 111 | 85389099990 | switch range | HK07
405613005 | 4008224671620 | Intermediate frame for 50x50 DIN devices | 5.4865 | 35 | 1 | pc. | 10 | pc. | 111 | 85389099990 | switch range | HK07
405615007 | 4008224621861 | Intermediate frame for 50x50 DIN devices | 7.0769 | 35 | 1 | pc. | 10 | pc. | 111 | 85389099990 | switch range | HK07
405629008 | 4008224592031 | Intermediate frame for 50x50 DIN devices | 4.5769 | 35 | 1 | pc. | 10 | pc. | 111 | 85389099990 | switch range | HK07
405632008 | 4008224670357 | Intermediate frame for 50x50 DIN devices | 12.0981 | 35 | 1 | pc. | 10 | pc. | 111 | 85389099990 | switch range | HK07
405634000 | 4008224670364 | Intermediate frame for 50x50 DIN devices | 12.0981 | 35 | 1 | pc. | 10 | pc. | 111 | 85389099990 | switch range | HK07
405647000 | 4008224619387 | Intermediate frame for 50x50 DIN devices | 10.8462 | 35 | 1 | pc. | 10 | pc. | 111 | 85389099990 | switch range | HK07
405650000 | 4008224670371 | Intermediate frame for 50x50 DIN devices | 12.0981 | 35 | 1 | pc. | 10 | pc. | 111 | 85389099990 | switch range | HK07
406602008 | 4008224618212 | Glass-cover frame 4-fold for vertical and horizontal installation | 187.3462 | 35 | 1 | pc. | 1 | pc. | 111 | 85389099990 | switch range | HK07
406605001 | 4008224618236 | Glass-cover frame 4-fold for vertical and horizontal installation | 187.3462 | 35 | 1 | pc. | 1 | pc. | 111 | 85389099990 | switch range | HK07
406608004 | 4008224660815 | HK07 - Glass-cover frame for horizontal and vertical installation - 4-fold, colour: mint | 318.1846 | 35 | 1 | pc. | 1 | pc. | 111 | 85389099990 | switch range | HK07
406702001 | 4008224618229 | Glass-cover frame 5-fold for vertical and horizontal installation | 223.9231 | 35 | 1 | pc. | 1 | pc. | 111 | 85389099990 | switch range | HK07
406705004 | 4008224618243 | Glass-cover frame 5-fold for vertical and horizontal installation | 223.9231 | 35 | 1 | pc. | 1 | pc. | 111 | 85389099990 | switch range | HK07
406708007 | 4008224660822 | HK07 - Glass-cover frame for horizontal and vertical installation - 5-fold, colour: mint | 398.3192 | 35 | 1 | pc. | 1 | pc. | 111 | 85389099990 | switch range | HK07
406813002 | 4008224671637 | HK07 PURE - 1-fold Cover frame for horizontal and vertical installation, matching with all HK07 products, protection class IP20, colour: arctic white | 4.2231 | 35 | 1 | pc. | 10 | pc. | 111 | 85389099990 | switch range | HK07
406813019 | 4008224680646 | Cover frame for horizontal and vertical installation, 1-fold, with labeling, HK07 PURE, arctic-white | 10.9904 | 35 | 1 | pc. | 10 | pc. | 111 | 85389099990 | switch range | HK07
406815004 | 4008224661713 | 1-fold Cover frame in the design HK07 PURE for horizontal and vertical installation, matching with all HK07 products, protection class IP20, colour: anthracite | 7.5808 | 35 | 1 | pc. | 10 | pc. | 111 | 85389099990 | switch range | HK07
406815011 | 4008224680554 | Cover frame for horizontal and vertical installation, 1-fold, with labeling, HK07 PURE, anthracite | 15.3692 | 35 | 1 | pc. | 10 | pc. | 111 | 85389099990 | switch range | HK07
406829005 | 4008224653138 | 1-fold Cover frame in the design HK07 PURE for horizontal and vertical installation, matching with all HK07 products, protection class IP20, colour: pure white | 4.2231 | 35 | 1 | pc. | 10 | pc. | 111 | 85389099990 | switch range | HK07
406829012 | 4008224679848 | Cover frame for horizontal and vertical installation, 1-fold, with labeling, HK07 PURE, pure-white | 10.9904 | 35 | 1 | pc. | 10 | pc. | 111 | 85389099990 | switch range | HK07
406832005 | 4008224670388 | HK07 PURE - 1-fold Cover frame for horizontal and vertical installation, matching with all HK07 products, protection class IP20, colour: arctic white matt | 8.3769 | 35 | 1 | pc. | 10 | pc. | 111 | 85389099990 | switch range | HK07
406832012 | 4008224680738 | Cover frame for horizontal and vertical installation, 1-fold, with labeling, HK07 PURE, arctic-white mat | 16.9269 | 35 | 1 | pc. | 10 | pc. | 111 | 85389099990 | switch range | HK07
406834007 | 4008224670395 | HK07 PURE - 1-fold Cover frame for horizontal and vertical installation, matching with all HK07 products, protection class IP20, colour: grey matt | 8.3769 | 35 | 1 | pc. | 10 | pc. | 111 | 85389099990 | switch range | HK07
406834014 | 4008224680820 | Cover frame for horizontal and vertical installation, 1-fold, withLabeling, HK07 PURE, gray mat | 16.9269 | 35 | 1 | pc. | 10 | pc. | 111 | 85389099990 | switch range | HK07
406847007 | 4008224661768 | 1-fold Cover frame in the design HK07 PURE for horizontal and vertical installation, matching with all HK07 products, protection class IP20, colour: steel | 7.5808 | 35 | 1 | pc. | 10 | pc. | 111 | 85389099990 | switch range | HK07
406847014 | 4008224680462 | Cover frame for horizontal and vertical installation, 1-fold, withLabeling, HK07 PURE, steel | 15.3692 | 35 | 1 | pc. | 10 | pc. | 111 | 85389099990 | switch range | HK07
406850007 | 4008224670401 | HK07 PURE - 1-fold Cover frame for horizontal and vertical installation, matching with all HK07 products, protection class IP20, colour: black matt | 8.3769 | 35 | 1 | pc. | 10 | pc. | 111 | 85389099990 | switch range | HK07
406850014 | 4008224680912 | Cover frame for horizontal and vertical installation, 1-fold, withLabeling, HK07 PURE, black mat | 16.9269 | 35 | 1 | pc. | 10 | pc. | 111 | 85389099990 | switch range | HK07
406913005 | 4008224671644 | HK07 PURE - 2-fold Cover frame for horizontal and vertical installation, matching with all HK07 products, protection class IP20, colour: arctic white | 7.2519 | 35 | 1 | pc. | 10 | pc. | 111 | 85389099990 | switch range | HK07
406913029 | 4008224680653 | Cover frame for vertical installation, 2-fold, with Labelling, HK07 PURE, arctic-white | 20.3538 | 35 | 1 | pc. | 10 | pc. | 111 | 85389099990 | switch range | HK07
406913201 | 4008224680660 | Cover frame for horizontal installation, 2-fold, with Labelling, HK07PURE, arctic-white | 20.3538 | 35 | 1 | pc. | 10 | pc. | 111 | 85389099990 | switch range | HK07
406915007 | 4008224661720 | 2-fold Cover frame in the design HK07 PURE for horizontal and vertical installation, matching with all HK07 products, protection class IP20, colour: anthracite | 11.1808 | 35 | 1 | pc. | 10 | pc. | 111 | 85389099990 | switch range | HK07
406915021 | 4008224680561 | Cover frame for vertical installation, 2-fold, with Labelling, HK07 PURE, anthracite | 28.4712 | 35 | 1 | pc. | 10 | pc. | 111 | 85389099990 | switch range | HK07
406915203 | 4008224680578 | Cover frame for horizontal installation, 2-fold, with Labelling, HK07PURE, anthracite | 28.4712 | 35 | 1 | pc. | 5 | pc. | 111 | 85389099990 | switch range | HK07
406929008 | 4008224653145 | 2-fold Cover frame in the design HK07 PURE for horizontal and vertical installation, matching with all HK07 products, protection class IP20, colour: pure white | 7.2519 | 35 | 1 | pc. | 10 | pc. | 111 | 85389099990 | switch range | HK07
406929022 | 4008224679855 | Cover frame for vertical installation, 2-fold, with Labelling, HK07 PURE, pure-white | 20.3538 | 35 | 1 | pc. | 10 | pc. | 111 | 85389099990 | switch range | HK07
406929204 | 4008224679862 | Cover frame for horizontal installation, 2-fold, with Labelling, HK07PURE, pure-white | 20.3538 | 35 | 1 | pc. | 10 | pc. | 111 | 85389099990 | switch range | HK07
406932008 | 4008224670418 | HK07 PURE - 2-fold Cover frame for horizontal and vertical installation, matching with all HK07 products, protection class IP20, colour: arctic white matt | 12.3058 | 35 | 1 | pc. | 10 | pc. | 111 | 85389099990 | switch range | HK07
406932022 | 4008224680745 | Cover frame for vertical installation, 2-fold, with Labelling, HK07 PURE, arctic-white mat | 31.3269 | 35 | 1 | pc. | 10 | pc. | 111 | 85389099990 | switch range | HK07
406932204 | 4008224680752 | Cover frame for horizontal installation, 2-fold, with Labelling, HK07PURE, arctic-white mat | 31.3269 | 35 | 1 | pc. | 10 | pc. | 111 | 85389099990 | switch range | HK07
406934000 | 4008224670425 | HK07 PURE - 2-fold Cover frame for horizontal and vertical installation, matching with all HK07 products, protection class IP20, colour: grey matt | 12.3058 | 35 | 1 | pc. | 10 | pc. | 111 | 85389099990 | switch range | HK07
406934024 | 4008224680837 | Cover frame for vertical installation, 2-fold, with Labelling, HK07 PURE, Gray mat | 31.3269 | 35 | 1 | pc. | 10 | pc. | 111 | 85389099990 | switch range | HK07
406934206 | 4008224680844 | Cover frame for horizontal installation, 2-fold, with Labelling, HK07PURE, gray mat | 31.3269 | 35 | 1 | pc. | 10 | pc. | 111 | 85389099990 | switch range | HK07
406947000 | 4008224661775 | 2-fold Cover frame in the design HK07 PURE for horizontal and vertical installation, matching with all HK07 products, protection class IP20, colour: steel | 11.1808 | 35 | 1 | pc. | 10 | pc. | 111 | 85389099990 | switch range | HK07
406947024 | 4008224680479 | Cover frame for vertical installation, 2-fold, with Labelling, HK07 PURE, steel | 28.4712 | 35 | 1 | pc. | 10 | pc. | 111 | 85389099990 | switch range | HK07
406947206 | 4008224680486 | Cover frame for horizontal installation, 2-fold, with Labelling, HK07PURE, steel | 28.4712 | 35 | 1 | pc. | 10 | pc. | 111 | 85389099990 | switch range | HK07
406950000 | 4008224670432 | HK07 PURE - 2-fold Cover frame for horizontal and vertical installation, matching with all HK07 products, protection class IP20, colour: black matt | 12.3058 | 35 | 1 | pc. | 10 | pc. | 111 | 85389099990 | switch range | HK07
406950024 | 4008224680929 | Cover frame for vertical installation, 2-fold, with Labelling, HK07 PURE, black mat | 31.3269 | 35 | 1 | pc. | 10 | pc. | 111 | 85389099990 | switch range | HK07
406950206 | 4008224680936 | Cover frame for horizontal installation, 2-fold, with Labelling, HK07PURE, black mat | 31.3269 | 35 | 1 | pc. | 10 | pc. | 111 | 85389099990 | switch range | HK07
407013009 | 4008224671651 | HK07 PURE - 3-fold Cover frame for horizontal and vertical installation, matching with all HK07 products, protection class IP20, colour: arctic white | 12.3404 | 35 | 1 | pc. | 10 | pc. | 111 | 85389099990 | switch range | HK07
407013030 | 4008224680677 | Cover frame for vertical installation, 3-fold, with Labelling, HK07 PURE, arctic-white | 32.0365 | 35 | 1 | pc. | 10 | pc. | 111 | 85389099990 | switch range | HK07
407013308 | 4008224680684 | Cover frame for horizontal installation, 3-fold, with Labelling, HK07PURE, arctic-white | 32.0365 | 35 | 1 | pc. | 5 | pc. | 111 | 85389099990 | switch range | HK07
407015001 | 4008224661737 | 3-fold Cover frame in the design HK07 PURE for horizontal and vertical installation, matching with all HK07 products, protection class IP20, colour: anthracite | 17.2038 | 35 | 1 | pc. | 10 | pc. | 111 | 85389099990 | switch range | HK07
407015032 | 4008224680585 | Cover frame for vertical installation, 3-fold, with Labelling, HK07 PURE, anthracite | 44.8788 | 35 | 1 | pc. | 5 | pc. | 111 | 85389099990 | switch range | HK07
407015300 | 4008224680592 | Cover frame for horizontal installation, 3-fold, with Labelling, HK07PURE, anthracite | 44.8788 | 35 | 1 | pc. | 5 | pc. | 111 | 85389099990 | switch range | HK07
407029002 | 4008224661829 | 3-fold Cover frame in the design HK07 PURE for horizontal and vertical installation, matching with all HK07 products, protection class IP20, colour: pure white | 12.3404 | 35 | 1 | pc. | 10 | pc. | 111 | 85389099990 | switch range | HK07
407029033 | 4008224679879 | Cover frame for vertical installation, 3-fold, with Labelling, HK07 PURE, pure-white | 32.0365 | 35 | 1 | pc. | 5 | pc. | 111 | 85389099990 | switch range | HK07
407029301 | 4008224679886 | Cover frame for horizontal installation, 3-fold, with Labelling, HK07PURE, pure-white | 32.0365 | 35 | 1 | pc. | 5 | pc. | 111 | 85389099990 | switch range | HK07
407032002 | 4008224670449 | HK07 PURE - 3-fold Cover frame for horizontal and vertical installation, matching with all HK07 products, protection class IP20, colour: arctic white matt | 18.9346 | 35 | 1 | pc. | 10 | pc. | 111 | 85389099990 | switch range | HK07
407032033 | 4008224680769 | Cover frame for vertical installation, 3-fold, with Labelling, HK07 PURE, arctic-white mat | 49.3615 | 35 | 1 | pc. | 5 | pc. | 111 | 85389099990 | switch range | HK07
407032301 | 4008224680776 | Cover frame for horizontal installation, 3-fold, with Labelling, HK07PURE, arctic-white mat | 49.3615 | 35 | 1 | pc. | 5 | pc. | 111 | 85389099990 | switch range | HK07
407034004 | 4008224670456 | HK07 PURE - 3-fold Cover frame for horizontal and vertical installation, matching with all HK07 products, protection class IP20, colour: grey matt | 18.9346 | 35 | 1 | pc. | 10 | pc. | 111 | 85389099990 | switch range | HK07
407034035 | 4008224680851 | Cover frame for vertical installation, 3-fold, with Labelling, HK07 PURE, Gray mat | 49.3615 | 35 | 1 | pc. | 5 | pc. | 111 | 85389099990 | switch range | HK07
407034303 | 4008224680868 | Cover frame for horizontal installation, 3-fold, with Labelling, HK07PURE, gray mat | 49.3615 | 35 | 1 | pc. | 5 | pc. | 111 | 85389099990 | switch range | HK07
407047004 | 4008224661782 | 3-fold Cover frame in the design HK07 PURE for horizontal and vertical installation, matching with all HK07 products, protection class IP20, colour: steel | 17.2038 | 35 | 1 | pc. | 10 | pc. | 111 | 85389099990 | switch range | HK07
407047035 | 4008224680493 | Cover frame for vertical installation, 3-fold, with Labelling, HK07PURE, steel | 44.8788 | 35 | 1 | pc. | 5 | pc. | 111 | 85389099990 | switch range | HK07
407047303 | 4008224680509 | Cover frame for horizontal installation, 3-fold, with Labelling, HK07PURE, steel | 44.8788 | 35 | 1 | pc. | 5 | pc. | 111 | 85389099990 | switch range | HK07
407050004 | 4008224670463 | HK07 PURE - 3-fold Cover frame for horizontal and vertical installation, matching with all HK07 products, protection class IP20, colour: black matt | 18.9346 | 35 | 1 | pc. | 10 | pc. | 111 | 85389099990 | switch range | HK07
407050035 | 4008224680943 | Cover frame for vertical installation, 3-fold, with Labelling, HK07 PURE, black mat | 49.3615 | 35 | 1 | pc. | 5 | pc. | 111 | 85389099990 | switch range | HK07
407050303 | 4008224680950 | Cover frame for horizontal installation, 3-fold, with Labelling, HK07PURE, black mat | 49.3615 | 35 | 1 | pc. | 5 | pc. | 111 | 85389099990 | switch range | HK07
407113002 | 4008224671668 | HK07 PURE - 4-fold Cover frame for horizontal and vertical installation, matching with all HK07 products, protection class IP20, colour: arctic white | 21.3058 | 35 | 1 | pc. | 5 | pc. | 111 | 85389099990 | switch range | HK07
407113040 | 4008224680691 | Cover frame for vertical installation, 4-fold, with Labelling, HK07 PURE, arctic-white | 46.7135 | 35 | 1 | pc. | 1 | pc. | 111 | 85389099990 | switch range | HK07
407113404 | 4008224680707 | Cover frame for horizontal installation, 4-fold, with Labelling, HK07PURE, arctic-white | 46.7135 | 35 | 1 | pc. | 1 | pc. | 111 | 85389099990 | switch range | HK07
407115004 | 4008224661744 | 4-fold Cover frame in the design HK07 PURE for horizontal and vertical installation, matching with all HK07 products, protection class IP20, colour: anthracite | 26.8096 | 35 | 1 | pc. | 5 | pc. | 111 | 85389099990 | switch range | HK07
407115042 | 4008224680608 | Cover frame for vertical installation, 4-fold, with Labelling, HK07 PURE, anthracite | 65.3538 | 35 | 1 | pc. | 1 | pc. | 111 | 85389099990 | switch range | HK07
407115406 | 4008224680615 | Cover frame for horizontal installation, 4-fold, with Labelling, HK07PURE, anthracite | 65.3538 | 35 | 1 | pc. | 1 | pc. | 111 | 85389099990 | switch range | HK07
407129005 | 4008224662321 | 4-fold Cover frame in the design HK07 PURE for horizontal and vertical installation, matching with all HK07 products, protection class IP20, colour: pure white | 21.3058 | 35 | 1 | pc. | 5 | pc. | 111 | 85389099990 | switch range | HK07
407129043 | 4008224679893 | Cover frame for vertical installation, 4-fold, with Labelling, HK07 PURE, pure-white | 46.7135 | 35 | 1 | pc. | 1 | pc. | 111 | 85389099990 | switch range | HK07
407129407 | 4008224679909 | Cover frame for horizontal installation, 4-fold, with Labelling, HK07PURE, pure-white | 46.7135 | 35 | 1 | pc. | 1 | pc. | 111 | 85389099990 | switch range | HK07
407132005 | 4008224670470 | HK07 PURE - 4-fold Cover frame for horizontal and vertical installation, matching with all HK07 products, protection class IP20, colour: arctic white matt | 29.4923 | 35 | 1 | pc. | 5 | pc. | 111 | 85389099990 | switch range | HK07
407132043 | 4008224680783 | Cover frame for vertical installation, 4-fold, with Labelling, HK07 PURE, arctic-white mat | 71.8962 | 35 | 1 | pc. | 1 | pc. | 111 | 85389099990 | switch range | HK07
407132407 | 4008224680790 | Cover frame for horizontal installation, 4-fold, with Labelling, HK07PURE, arctic-white mat | 71.8962 | 35 | 1 | pc. | 1 | pc. | 111 | 85389099990 | switch range | HK07
407134007 | 4008224670487 | HK07 PURE - 4-fold Cover frame for horizontal and vertical installation, matching with all HK07 products, protection class IP20, colour: grey matt | 29.4923 | 35 | 1 | pc. | 5 | pc. | 111 | 85389099990 | switch range | HK07
407134045 | 4008224680875 | Cover frame for vertical installation, 4-fold, with Labelling, HK07 PURE, Gray mat | 71.8962 | 35 | 1 | pc. | 1 | pc. | 111 | 85389099990 | switch range | HK07
407134409 | 4008224680882 | Cover frame for horizontal installation, 4-fold, with Labelling, HK07PURE, gray mat | 71.8962 | 35 | 1 | pc. | 1 | pc. | 111 | 85389099990 | switch range | HK07
407147007 | 4008224661799 | 4-fold Cover frame in the design HK07 PURE for horizontal and vertical installation, matching with all HK07 products, protection class IP20, colour: steel | 26.8096 | 35 | 1 | pc. | 5 | pc. | 111 | 85389099990 | switch range | HK07
407147045 | 4008224680516 | Cover frame for vertical installation, 4-fold, with Labelling, HK07 PURE, steel | 65.3538 | 35 | 1 | pc. | 1 | pc. | 111 | 85389099990 | switch range | HK07
407147409 | 4008224680523 | Cover frame for horizontal installation, 4-fold, with Labelling, HK07PURE, steel | 65.3538 | 35 | 1 | pc. | 1 | pc. | 111 | 85389099990 | switch range | HK07
407150007 | 4008224670494 | HK07 PURE - 4-fold Cover frame for horizontal and vertical installation, matching with all HK07 products, protection class IP20, colour: black matt | 29.4923 | 35 | 1 | pc. | 5 | pc. | 111 | 85389099990 | switch range | HK07
407150045 | 4008224680967 | Cover frame for vertical installation, 4-fold, with Labelling, HK07 PURE, black mat | 71.8962 | 35 | 1 | pc. | 1 | pc. | 111 | 85389099990 | switch range | HK07
407150409 | 4008224680974 | Cover frame for horizontal installation, 4-fold, with Labelling, HK07PURE, black mat | 71.8962 | 35 | 1 | pc. | 1 | pc. | 111 | 85389099990 | switch range | HK07
407213005 | 4008224671675 | HK07 PURE - 5-fold Cover frame for horizontal and vertical installation, matching with all HK07 products, protection class IP20, colour: arctic white | 40.6731 | 35 | 1 | pc. | 1 | pc. | 111 | 85389099990 | switch range | HK07
407213050 | 4008224680714 | Cover frame for vertical installation, 5-fold, with Labelling, HK07 PURE, arctic-white | 70.1827 | 35 | 1 | pc. | 1 | pc. | 111 | 85389099990 | switch range | HK07
407213500 | 4008224680721 | Cover frame for horizontal installation, 5-fold, with Labelling, HK07PURE, arctic-white | 70.1827 | 35 | 1 | pc. | 1 | pc. | 111 | 85389099990 | switch range | HK07
407215007 | 4008224661751 | 5-fold Cover frame in the design HK07 PURE for horizontal and vertical installation, matching with all HK07 products, protection class IP20, colour: anthracite | 46.1596 | 35 | 1 | pc. | 1 | pc. | 111 | 85389099990 | switch range | HK07
407215052 | 4008224680622 | Cover frame for vertical installation, 5-fold, with Labelling, HK07 PURE, anthracite | 98.2558 | 35 | 1 | pc. | 1 | pc. | 111 | 85389099990 | switch range | HK07
407215502 | 4008224680639 | Cover frame for horizontal installation, 5-fold, with Labelling, HK07PURE, anthracite | 98.2558 | 35 | 1 | pc. | 1 | pc. | 111 | 85389099990 | switch range | HK07
407229008 | 4008224661812 | 5-fold Cover frame in the design HK07 PURE for horizontal and vertical installation, matching with all HK07 products, protection class IP20, colour: pure white | 40.6731 | 35 | 1 | pc. | 1 | pc. | 111 | 85389099990 | switch range | HK07
407229053 | 4008224679916 | Cover frame for vertical installation, 5-fold, with Labelling, HK07 PURE, pure-white | 70.1827 | 35 | 1 | pc. | 1 | pc. | 111 | 85389099990 | switch range | HK07
407229503 | 4008224679923 | Cover frame for horizontal installation, 5-fold, with Labelling, HK07PURE, pure-white | 70.1827 | 35 | 1 | pc. | 1 | pc. | 111 | 85389099990 | switch range | HK07
407232008 | 4008224670500 | HK07 PURE - 5-fold Cover frame for horizontal and vertical installation, matching with all HK07 products, protection class IP20, colour: arctic white matt | 50.7635 | 35 | 1 | pc. | 1 | pc. | 111 | 85389099990 | switch range | HK07
407232053 | 4008224680806 | Cover frame for vertical installation, 5-fold, with Labelling, HK07 PURE, arctic-white mat | 108.0692 | 35 | 1 | pc. | 1 | pc. | 111 | 85389099990 | switch range | HK07
407234000 | 4008224670517 | HK07 PURE - 5-fold Cover frame for horizontal and vertical installation, matching with all HK07 products, protection class IP20, colour: grey matt | 50.7635 | 35 | 1 | pc. | 1 | pc. | 111 | 85389099990 | switch range | HK07
407234055 | 4008224680899 | Cover frame for vertical installation, 5-fold, with Labelling, HK07 PURE, Gray mat | 108.0692 | 35 | 1 | pc. | 1 | pc. | 111 | 85389099990 | switch range | HK07
407234505 | 4008224680905 | Cover frame for horizontal installation, 5-fold, with Labelling, HK07PURE, gray mat | 108.0692 | 35 | 1 | pc. | 1 | pc. | 111 | 85389099990 | switch range | HK07
407247000 | 4008224661805 | 5-fold Cover frame in the design HK07 PURE for horizontal and vertical installation, matching with all HK07 products, protection class IP20, colour: steel | 46.1596 | 35 | 1 | pc. | 1 | pc. | 111 | 85389099990 | switch range | HK07
407247055 | 4008224680530 | Cover frame for horizontal installation, 5-fold, with Labelling, HK07PURE, steel | 98.2558 | 35 | 1 | pc. | 1 | pc. | 111 | 85389099990 | switch range | HK07
407247505 | 4008224680547 | Cover frame for horizontal installation, 5-fold, with Labelling, HK07PURE, steel | 98.2558 | 35 | 1 | pc. | 1 | pc. | 111 | 85389099990 | switch range | HK07
407250000 | 4008224670524 | HK07 PURE - 5-fold Cover frame for horizontal and vertical installation, matching with all HK07 products, protection class IP20, colour: black matt | 50.7635 | 35 | 1 | pc. | 1 | pc. | 111 | 85389099990 | switch range | HK07
407250055 | 4008224680981 | Cover frame for vertical installation, 5-fold, with Labelling, HK07 PURE, black mat | 108.0692 | 35 | 1 | pc. | 1 | pc. | 111 | 85389099990 | switch range | HK07
407250505 | 4008224680998 | HK07 PURE 5-fold cover horizontal installation | 108.0692 | 35 | 1 | pc. | 1 | pc. | 111 | 85389099990 | switch range | HK07
490013005 | 4008224667425 | HK07 - Rocker pad without lens with spring plate, for off switch, universal switch, cross switch, pushbutton switch, colour: arctic white | 5.7115 | 35 | 1 | pc. | 10 | pc. | 111 | 85389099990 | switch range | HK07
490015007 | 4008224621717 | HK07 - Rocker pad without lens with spring plate, for off switch, universal switch, cross switch, pushbutton switch, protection class IP20, colour: anthracite | 4.9615 | 35 | 1 | pc. | 10 | pc. | 111 | 85389099990 | switch range | HK07
490029008 | 4008224591218 | HK07 - Rocker pad without lens with spring plate, for off switch, universal switch, cross switch, pushbutton switch, protection class IP20, colour: pure white | 2.5769 | 35 | 1 | pc. | 10 | pc. | 111 | 85389099990 | switch range | HK07
490032008 | 4008224669818 | HK07 - Rocker pad without lens with spring plate, for off switch, universal switch, cross switch, pushbutton n switch, protection class IP20, colour: arctic white matt | 7.8923 | 35 | 1 | pc. | 10 | pc. | 111 | 85389099990 | switch range | HK07
490034000 | 4008224670531 | HK07 - Rocker pad without lens with spring plate, for off switch, universal switch, cross switch, pushbutton switch, protection class IP20, colour: grey matt | 7.8923 | 35 | 1 | pc. | 10 | pc. | 111 | 85389099990 | switch range | HK07
490042005 | 4008224669825 | HK07 - Rocker pad with lens (clear), with spring plate, for off switch, universal switch, cross switch, pushbutton switch, colour: arctic white matt | 10.5058 | 35 | 1 | pc. | 5 | pc. | 111 | 85389099990 | switch range | HK07
490043006 | 4008224669832 | HK07 - Rocker pad with lens (red), with spring plate, for off switch, universal switch, cross switch, pushbutton switch, colour: arctic white matt | 10.5058 | 35 | 1 | pc. | 5 | pc. | 111 | 85389099990 | switch range | HK07
490047000 | 4008224619219 | HK07 - rocker pad without lens with spring plate - for off switch, universal switch, cross switch, pushbutton switch, protection class IP20, colour: steel | 4.8846 | 35 | 1 | pc. | 10 | pc. | 111 | 85389099990 | switch range | HK07
490050007 | 4008224670548 | HK07 - Rocker pad without lens with spring plate, for off switch, universal switch, cross switch, pushbutton switch, protection class IP20, colour: black matt | 7.8923 | 35 | 1 | pc. | 10 | pc. | 111 | 85389099990 | switch range | HK07
490052002 | 4008224670555 | HK07 - Rocker pad with lens (clear), with spring plate, for off switch, universal switch, cross switch, pushbutton switch, colour: grey matt | 10.5058 | 35 | 1 | pc. | 5 | pc. | 111 | 85389099990 | switch range | HK07
490053003 | 4008224670562 | HK07 - Rocker pad with lens (red), with spring plate, for off switch, universal switch, cross switch, pushbutton switch, colour: grey mat | 10.5058 | 35 | 1 | pc. | 5 | pc. | 111 | 85389099990 | switch range | HK07
490062009 | 4008224670579 | HK07 - Rocker pad with lens (clear), with spring plate, for off switch, universal switch, cross switch, pushbutton switch, colour: black matt | 10.5058 | 35 | 1 | pc. | 5 | pc. | 111 | 85389099990 | switch range | HK07
490063000 | 4008224670586 | HK07 - Rocker pad with lens (red), with spring plate, for off switch, universal switch, cross switch, pushbutton switch, colour: black matt | 10.5058 | 35 | 1 | pc. | 5 | pc. | 111 | 85389099990 | switch range | HK07
490072006 | 4008224591881 | HK07 - Rocker pad with lens (red), with spring plate, for off switch, universal switch, cross switch, pushbutton switch, colour: pure white | 3.5385 | 35 | 1 | pc. | 5 | pc. | 111 | 85389099990 | switch range | HK07
490073007 | 4008224591874 | HK07 - Rocker pad with lens (clear), with spring plate, for off switch, universal switch, cross switch, pushbutton switch, colour: pure white | 3.5385 | 35 | 1 | pc. | 5 | pc. | 111 | 85389099990 | switch range | HK07
490075008 | 4008224667456 | HK07 - Rocker pad, with lens, for off switches, universal switches, cross switches, push buttons, protection class IP20, colour: arctic white | 7.5808 | 35 | 1 | pc. | 5 | pc. | 111 | 85389099990 | switch range | HK07
490076000 | 4008224667463 | HK07 - Rocker pad, with red lens, for off switches, universal switches, cross switches, push buttons, protection class IP20, colour: arctic white | 7.5808 | 35 | 1 | pc. | 5 | pc. | 111 | 85389099990 | switch range | HK07
490082003 | 4008224619233 | HK07 - rocker pad with lens (red) - with spring plate, for off switch, universal switch, cross switch, pushbutton switch, colour: steel | 5.9231 | 35 | 1 | pc. | 5 | pc. | 111 | 85389099990 | switch range | HK07
490083004 | 4008224619226 | HK07 - rocker pad with lens (clear) - with spring plate, for off switch, universal switch, cross switch, pushbutton switch, colour: steel | 5.9231 | 35 | 1 | pc. | 5 | pc. | 111 | 85389099990 | switch range | HK07
490092000 | 4008224621731 | HK07 - Rocker pad with lens (red), with spring plate, for off switch, universal switch, cross switch, pushbutton switch, colour: anthracite | 6.1538 | 35 | 1 | pc. | 5 | pc. | 111 | 85389099990 | switch range | HK07
490093001 | 4008224621724 | HK07 - Rocker pad with lens (clear), with spring plate, for off switch, universal switch, cross switch, pushbutton switch, colour: anthracite | 6.1538 | 35 | 1 | pc. | 5 | pc. | 111 | 85389099990 | switch range | HK07
490313004 | 4008224667432 | HK07 - Double Rocker pad, with spring plate, for series switch, double change over switch, double pushbutton switch, protection class IP20, colour: arctic white | 10.4885 | 35 | 1 | pc. | 10 | pc. | 111 | 85389099990 | switch range | HK07
490315006 | 4008224621748 | HK07 - Double Rocker pad, with spring plate, for series switch, double change over switch, double pushbutton switch, protection class IP20, colour: anthracite | 8.3462 | 35 | 1 | pc. | 10 | pc. | 111 | 85389099990 | switch range | HK07
490329007 | 4008224591898 | HK07 - Double Rocker pad, with spring plate, for series switch, double change over switch, double pushbutton switch, protection class IP20, colour: pure white | 3.4615 | 35 | 1 | pc. | 10 | pc. | 111 | 85389099990 | switch range | HK07
490332007 | 4008224670593 | HK07 - Double Rocker pad, with spring plate, for series switch, double change over switch, double pushbutton switch, protection class IP20, colour: arctic white mat | 12.2538 | 35 | 1 | pc. | 10 | pc. | 111 | 85389099990 | switch range | HK07
490334009 | 4008224670609 | HK07 - Double Rocker pad, with spring plate, for series switch, double change over switch, double pushbutton switch, protection class IP20, colour: grey matt | 12.2538 | 35 | 1 | pc. | 10 | pc. | 111 | 85389099990 | switch range | HK07
490338003 | 4008224670616 | HK07 - Double Rocker pad, with spring plate, with arrows protection class IP20, colour: arctic white matt | 17.5673 | 35 | 1 | pc. | 5 | pc. | 111 | 85389099990 | switch range | HK07
490339004 | 4008224670623 | HK07 - Double Rocker pad, with spring plate, with arrows, protection class IP20, colour: grey matt | 17.5673 | 35 | 1 | pc. | 5 | pc. | 111 | 85389099990 | switch range | HK07
490347009 | 4008224619240 | HK07 - Double Rocker pad with spring plate, for series switch, double change over switch, double pushbutton switch, protection class IP20, colour: steel | 8.3462 | 35 | 1 | pc. | 10 | pc. | 111 | 85389099990 | switch range | HK07
490350009 | 4008224670630 | HK07 - Double Rocker pad, with spring plate, for series switch, double change over switch, double pushbutton switch, protection class IP20, colour: black matt | 12.2538 | 35 | 1 | pc. | 10 | pc. | 111 | 85389099990 | switch range | HK07
490359008 | 4008224670647 | HK07 - Double Rocker pad, with spring plate, with arrows, protection class IP20, colour: black matt | 17.5673 | 35 | 1 | pc. | 5 | pc. | 111 | 85389099990 | switch range | HK07
490387007 | 4008224667449 | HK07 - Double Rocker pad, with spring plate, with arrows, protection class IP20, colour: arctic white | 14.3481 | 35 | 1 | pc. | 5 | pc. | 111 | 85389099990 | switch range | HK07
490388008 | 4008224591904 | HK07 - Double Rocker pad, with spring plate, with arrows, protection class IP20, colour: pure white | 4.2692 | 35 | 1 | pc. | 5 | pc. | 111 | 85389099990 | switch range | HK07
490389009 | 4008224619257 | HK07 - Double Rocker pad with arrows, protection class IP20, colour: steel | 9.1538 | 35 | 1 | pc. | 5 | pc. | 111 | 85389099990 | switch range | HK07
490399006 | 4008224621755 | HK07 - Double Rocker pad, with spring plate, with arrows, protection class IP20, colour: anthracite | 9.2308 | 35 | 1 | pc. | 5 | pc. | 111 | 85389099990 | switch range | HK07
490442007 | 4008224591911 | HK07 - Rocker pad, with lens and symbol "Light", with spring plate, protection class IP20, colour: pure white | 3.9231 | 35 | 1 | pc. | 5 | pc. | 111 | 85389099990 | switch range | HK07
490443008 | 4008224619264 | HK07 - rocker pad, with lens and symbol "Light", protection class IP20, colour: steel | 6.1538 | 35 | 1 | pc. | 5 | pc. | 111 | 85389099990 | switch range | HK07
490444009 | 4008224670654 | HK07 - Rocker pad, with lens and symbol "Light", with spring plate, protection class IP20, colour: arctic white matt | 14.4692 | 35 | 1 | pc. | 5 | pc. | 111 | 85389099990 | switch range | HK07
490445000 | 4008224670661 | HK07 - Rocker pad, with lens and symbol "Light", with spring plate, colour: grey matt | 14.4692 | 35 | 1 | pc. | 5 | pc. | 111 | 85389099990 | switch range | HK07
490446001 | 4008224621762 | HK07 - Rocker pad, with lens and symbol "Light", with spring plate, protection class IP20, colour: anthracite | 6.4231 | 35 | 1 | pc. | 5 | pc. | 111 | 85389099990 | switch range | HK07
490447002 | 4008224670678 | HK07 - Rocker pad, with lens and symbol "Light", with spring plate, protection class IP20, colour: black matt | 14.4692 | 35 | 1 | pc. | 5 | pc. | 111 | 85389099990 | switch range | HK07
490448003 | 4008224671682 | HK07 - Rocker pad, with lens and symbol "Light", with spring plate, protection class IP20, colour: arctic white | 10.7308 | 35 | 1 | pc. | 5 | pc. | 111 | 85389099990 | switch range | HK07
490452004 | 4008224591928 | HK07 - Rocker pad, with lens and symbol "Bell", with spring plate, protection class IP20, colour: pure white | 3.9231 | 35 | 1 | pc. | 5 | pc. | 111 | 85389099990 | switch range | HK07
490453005 | 4008224619271 | HK07 - rocker pad, with lens and symbol "Bell", protection class IP20, colour: steel | 6.1538 | 35 | 1 | pc. | 5 | pc. | 111 | 85389099990 | switch range | HK07
490454006 | 4008224670685 | HK07, Rocker pad, with lens and symbol "glock", with spring plate, protection class, colour: arctic white matt | 14.4692 | 35 | 1 | pc. | 5 | pc. | 111 | 85389099990 | switch range | HK07
490455007 | 4008224670692 | HK07 - Rocker pad, with lens and symbol "glock", with spring plate, protection class IP20, colour: grey matt | 14.4692 | 35 | 1 | pc. | 5 | pc. | 111 | 85389099990 | switch range | HK07
490456008 | 4008224621779 | HK07 - Rocker pad, with lens and symbol "Bell", with spring plate, protection class IP20, colour: anthracite | 6.4231 | 35 | 1 | pc. | 5 | pc. | 111 | 85389099990 | switch range | HK07
490457009 | 4008224670708 | HK07 - Rocker pad, with lens and symbol "glock", with spring plate, protection class IP20, colour: black matt | 14.4692 | 35 | 1 | pc. | 5 | pc. | 111 | 85389099990 | switch range | HK07
490458000 | 4008224671699 | HK07 - Rocker pad, with lens and symbol "glock", with spring plate, protection class IP20, colour: arctic white | 10.7308 | 35 | 1 | pc. | 5 | pc. | 111 | 85389099990 | switch range | HK07
490462001 | 4008224591935 | HK07 - Rocker pad, with lens and symbol "Key", with spring plate, protection class IP20, colour: pure white | 3.9231 | 35 | 1 | pc. | 5 | pc. | 111 | 85389099990 | switch range | HK07
490463002 | 4008224619288 | HK07 - rocker pad with lens and symbol "Key", protection class IP20, colour: steel | 6.1538 | 35 | 1 | pc. | 5 | pc. | 111 | 85389099990 | switch range | HK07
490464003 | 4008224670715 | HK07 - Rocker pad, with lens and symbol "Key", with spring plate, protection class IP20, colour: arctic white matt | 14.4692 | 35 | 1 | pc. | 5 | pc. | 111 | 85389099990 | switch range | HK07
490465004 | 4008224670722 | HK07 - Rocker pad, with lens and symbol "Key", with spring plate, protection class IP20, colour: grey matt | 14.4692 | 35 | 1 | pc. | 5 | pc. | 111 | 85389099990 | switch range | HK07
490466005 | 4008224621786 | HK07 - Rocker pad, with lens and symbol "Key", with spring plate, protection class IP20, colour: anthracite | 6.4231 | 35 | 1 | pc. | 5 | pc. | 111 | 85389099990 | switch range | HK07
490467006 | 4008224670739 | HK07 - Rocker pad, with lens and symbol "Key", with spring plate, protection class IP20, colour: black matt | 14.4692 | 35 | 1 | pc. | 5 | pc. | 111 | 85389099990 | switch range | HK07
490468007 | 4008224671705 | HK07 - Rocker pad, with lens and symbol "Key", with spring plate, protection class IP20, colour: arctic white | 10.7308 | 35 | 1 | pc. | 5 | pc. | 111 | 85389099990 | switch range | HK07
490613003 | 4008224671712 | HK07 - Cover for pressure changeover dimmer, two-part, consisting of rotary knob and cover, protection class IP20, colour: arctic white | 11.6827 | 35 | 1 | pc. | 5 | pc. | 111 | 85389099990 | switch range | HK07
490615005 | 4008224621793 | HK07 - Cover for pressure changeover dimmer, two-part, consisting of rotary knob and cover, protection class IP20, colour: anthracite | 14.4615 | 35 | 1 | pc. | 5 | pc. | 111 | 85389099990 | switch range | HK07
490629006 | 4008224591942 | HK07 - Cover for pressure changeover dimmer, two-part, consisting of rotary knob and cover, protection class IP20, colour: pure white | 7.8846 | 35 | 1 | pc. | 5 | pc. | 111 | 85389099990 | switch range | HK07
490632006 | 4008224670746 | HK07 - Cover for pressure changeover dimmer, two-part, consisting of rotary knob and cover, protection class IP20, colour: arctic white matt | 30.2192 | 35 | 1 | pc. | 5 | pc. | 111 | 85389099990 | switch range | HK07
490634008 | 4008224670753 | HK07 - Cover for pressure changeover dimmer, two-part, consisting of rotary knob and cover, protection class IP20, colour: grey matt | 30.2192 | 35 | 1 | pc. | 5 | pc. | 111 | 85389099990 | switch range | HK07
490647008 | 4008224619318 | HK07 - Cover for pressure changeover dimmer, two-part, consisting of rotary knob and cover, protection class IP20, colour: steel | 16.5769 | 35 | 1 | pc. | 5 | pc. | 111 | 85389099990 | switch range | HK07
490650008 | 4008224670760 | HK07 - Cover for pressure changeover dimmer, two-part, consisting of rotary knob and cover, protection class IP20, colour: black matt | 30.2192 | 35 | 1 | pc. | 5 | pc. | 111 | 85389099990 | switch range | HK07
490913002 | 4008224667616 | HK07 - Cover plate for antenna socket TV/RF with 3 screws, colour: arctic white | 10.9904 | 35 | 1 | pc. | 5 | pc. | 111 | 85291095000 | switch range | HK07
490915004 | 4008224621847 | HK07 - Cover plate for antenna socket TV/RF with 3 screws, colour: anthracite | 7.1923 | 35 | 1 | pc. | 5 | pc. | 111 | 85291095000 | switch range | HK07
490929005 | 4008224592017 | HK07 - Cover plate for antenna socket TV/RF with 3 screws, colour: pure white | 3.6923 | 35 | 1 | pc. | 5 | pc. | 111 | 85291095000 | switch range | HK07
490932005 | 4008224670777 | HK07 - Cover plate for antenna socket TV/RF with 3 screws, colour: arctic white matt | 18.3808 | 35 | 1 | pc. | 5 | pc. | 111 | 85291095000 | switch range | HK07
490934007 | 4008224670784 | HK07 - Cover plate for antenna socket TV/RF with 3 screws, colour: grey matt | 18.3808 | 35 | 1 | pc. | 5 | pc. | 111 | 85291095000 | switch range | HK07
490947007 | 4008224619363 | HK07 - Cover plate for antenna socket TV/RF, colour: steel | 7.0385 | 35 | 1 | pc. | 5 | pc. | 111 | 85291095000 | switch range | HK07
490950007 | 4008224670791 | HK07 - Cover plate for antenna socket TV/RF with 3 screws, colour: black matt | 18.3808 | 35 | 1 | pc. | 5 | pc. | 111 | 85291095000 | switch range | HK07
491013006 | 4008224667623 | HK07 - Cover plate for antenna socket TV/RF/SAT with 3 screws, colour: arctic white | 10.9904 | 35 | 1 | pc. | 5 | pc. | 111 | 85291095000 | switch range | HK07
491015008 | 4008224621854 | HK07 - Cover plate for antenna socket TV/RF/SAT with 3 screws, colour: anthracite | 7.1923 | 35 | 1 | pc. | 5 | pc. | 111 | 85291095000 | switch range | HK07
491029008 | 4008224592024 | HK07 - Cover plate for antenna socket TV/RF/SAT with 3 screws, colour: pure white | 3.6923 | 35 | 1 | pc. | 5 | pc. | 111 | 85291095000 | switch range | HK07
491032009 | 4008224670807 | HK07 - Cover plate for antenna socket TV/RF/SAT with 3 screws, colour: arctic white matt | 18.3808 | 35 | 1 | pc. | 5 | pc. | 111 | 85291095000 | switch range | HK07
491034001 | 4008224670814 | HK07 - Cover plate for antenna socket TV/RF/SAT with 3 screws, colour: grey matt | 18.3808 | 35 | 1 | pc. | 5 | pc. | 111 | 85291095000 | switch range | HK07
491047001 | 4008224619370 | HK07 - Cover plate for antenna socket TV/RF/SAT with 3 screws, colour: steel | 5.9615 | 35 | 1 | pc. | 5 | pc. | 111 | 85291095000 | switch range | HK07
491050001 | 4008224670821 | HK07 - Cover plate for antenna socket TV/RF/SAT with 3 screws, colour: black matt | 18.3808 | 35 | 1 | pc. | 5 | pc. | 111 | 85291095000 | switch range | HK07
491510008 | 4008224592277 | Labelling clip, for cover frames, with labelling for HK07 | 3.2308 | 35 | 1 | pc. | 10 | pc. | 111 | 48219090000 | switch range | HK07
491600004 | 4008224592284 | Label card for HK 07, microperforated labels to separate remove, 5x 52 x 11 mm for labelling clip (No. 3345.0000.9), 2x 47 x 7.6 mm for rocker switch, for lettering by hand or as a carrier for labels | 8.4231 | 35 | 1 | pc. | 10 | pc. | 111 | 48211010000 | switch range | HK07
491715009 | 4008224660846 | Cover plate for command element, HK07, anthracite | 68.1577 | 35 | 1 | pc. | 5 | pc. | 111 | 85389099990 | switch range | HK07
491729000 | 4008224592345 | Cover plate for command element, HK07, pure-white | 49.1538 | 35 | 1 | pc. | 5 | pc. | 111 | 85389099990 | switch range | HK07
491732000 | 4008224670838 | Cover plate for command element, HK07, colour: arctic white mat | 74.9769 | 35 | 1 | pc. | 5 | pc. | 111 | 85389099990 | switch range | HK07
491734002 | 4008224670845 | Cover plate for command element, HK07, colour: grey mat | 74.9769 | 35 | 1 | pc. | 5 | pc. | 111 | 85389099990 | switch range | HK07
491747002 | 4008224660839 | Cover plate for command element, HK07, steel | 68.1577 | 35 | 1 | pc. | 5 | pc. | 111 | 85389099990 | switch range | HK07
491750002 | 4008224670852 | Cover plate for command element, HK07, colour: black mat | 74.9769 | 35 | 1 | pc. | 5 | pc. | 111 | 85389099990 | switch range | HK07
491813000 | 4008224671736 | HK07 - Cover plate for antenna socket TV/RF/2xSAT, included: 3 screws (1 piece M3x13mm, M3x16mm, M3x25mm), suitable for all leading manufacturers, colour: arctic white | 15.5423 | 35 | 1 | pc. | 5 | pc. | 111 | 85291095000 | switch range | HK07
491815002 | 4008224661249 | HK07 - Cover plate for antenna socket TV/RF/2xSAT, included: 3 screws (1 piece M3x13mm, M3x16mm, M3x25mm), suitable for all leading manufacturers, colour: anthracite | 23.9192 | 35 | 1 | pc. | 5 | pc. | 111 | 85389099990 | switch range | HK07
491829003 | 4008224592543 | HK07 - Cover plate for antenna socket TV/RF/2xSAT, included: 3 screws (1 piece M3x13mm, M3x16mm, M3x25mm), suitable for all leading manufacturers, colour: pure white | 15.5423 | 35 | 1 | pc. | 5 | pc. | 111 | 85389099990 | switch range | HK07
491832003 | 4008224670869 | HK07 - Cover plate for antenna socket TV/RF/2xSAT, included: 3 screws (1 piece M3x13mm, M3x16mm, M3x25mm), suitable for all leading manufacturers, colour: arctic white matt | 26.325 | 35 | 1 | pc. | 5 | pc. | 111 | 85291095000 | switch range | HK07
491834005 | 4008224670876 | HK07 - Cover plate for antenna socket TV/RF/2xSAT, included: 3 screws (1 piece M3x13mm, M3x16mm, M3x25mm), suitable for all leading manufacturers, colour: grey matt | 26.325 | 35 | 1 | pc. | 5 | pc. | 111 | 85291095000 | switch range | HK07
491847005 | 4008224661232 | Cover plate for antenna socket TV/RF/2xSAT, included: 3 screws (1 piece M3x13mm, M3x16mm, M3x25mm), suitable for all leading manufacturers, HK07, steel | 23.9192 | 35 | 1 | pc. | 5 | pc. | 111 | 85291095000 | switch range | HK07
491850005 | 4008224670883 | HK07 - Cover plate for antenna socket TV/RF/2xSAT, included: 3 screws (1 piece M3x13mm, M3x16mm, M3x25mm), suitable for all leading manufacturers, colour: black matt | 26.325 | 35 | 1 | pc. | 5 | pc. | 111 | 85291095000 | switch range | HK07
491913003 | 4008224671743 | HK07 - Rocker pad, for 2-pol. switch, O-I overprint, with spring plate, colour: arctic white | 9.5538 | 35 | 1 | pc. | 5 | pc. | 111 | 85389099990 | switch range | HK07
491915005 | 4008224661362 | HK07 - Rocker pad, for 2-pol. switch, O-I overprint, with spring plate, colour: anthracite | 10.4538 | 35 | 1 | pc. | 5 | pc. | 111 | 85389099990 | switch range | HK07
491922009 | 4008224671903 | HK07 - Rocker pad with lens red, for 2-pole switch, O-I overprint, with spring plate, colour: black matt | 17.5846 | 35 | 1 | pc. | 5 | pc. | 111 | 85389099990 | switch range | HK07
491923000 | 4008224671866 | HK07 - Rocker pad with lens clear, for 2-pole switch, O-I overprint, with spring plate, colour: black matt | 17.5846 | 35 | 1 | pc. | 5 | pc. | 111 | 85389099990 | switch range | HK07
491929006 | 4008224592550 | HK07 - Rocker pad, for 2-pol. switch, O-I overprint, with spring plate, colour: pure white | 3.1538 | 35 | 1 | pc. | 5 | pc. | 111 | 85389099990 | switch range | HK07
491932006 | 4008224670890 | HK07 - Rocker pad, for 2-pol. switch, O-I overprint, with spring plate, colour: arctic white matt | 11.4923 | 35 | 1 | pc. | 5 | pc. | 111 | 85389099990 | switch range | HK07
491934008 | 4008224670906 | HK07 - Rocker pad, for 2-pol. switch, O-I overprint, with spring plate, colour: grey matt | 11.4923 | 35 | 1 | pc. | 5 | pc. | 111 | 85389099990 | switch range | HK07
491942003 | 4008224671873 | HK07 - Rocker pad with lens red, for 2-pole switch, O-I overprint, with spring plate, colour: arctic white | 10.6962 | 35 | 1 | pc. | 5 | pc. | 111 | 85389099990 | switch range | HK07
491943004 | 4008224671835 | HK07 - Rocker pad with lens clear, for 2-pole switch, O-I overprint, with spring plate, colour: arctic white | 10.6962 | 35 | 1 | pc. | 5 | pc. | 111 | 85389099990 | switch range | HK07
491947008 | 4008224661355 | HK07 - Rocker pad, for 2-pol. switch, O-I overprint, with spring plate, colour: steel | 10.4538 | 35 | 1 | pc. | 5 | pc. | 111 | 85389099990 | switch range | HK07
491950008 | 4008224670913 | HK07 - Rocker pad, for 2-pol. switch, O-I overprint, with spring plate, colour: black matt | 11.4923 | 35 | 1 | pc. | 5 | pc. | 111 | 85389099990 | switch range | HK07
491952000 | 4008224671880 | HK07 - Rocker pad with lens red, for 2-pole switch, O-I overprint, with spring plate, colour: arctic white matt | 17.5846 | 35 | 1 | pc. | 5 | pc. | 111 | 85389099990 | switch range | HK07
491953001 | 4008224671842 | HK07 - Rocker pad with lens clear, for 2-pole switch, O-I overprint, with spring plate, colour: arctic white matt | 17.5846 | 35 | 1 | pc. | 5 | pc. | 111 | 85389099990 | switch range | HK07
491962007 | 4008224671897 | HK07 - Rocker pad with lens red, for 2-pole switch, O-I overprint, with spring plate, colour: grey matt | 17.5846 | 35 | 1 | pc. | 5 | pc. | 111 | 85389099990 | switch range | HK07
491963008 | 4008224671859 | HK07 - Rocker pad with lens clear, for 2-pole switch, O-I overprint, with spring plate, colour: grey matt | 17.5846 | 35 | 1 | pc. | 5 | pc. | 111 | 85389099990 | switch range | HK07
491972004 | 4008224661010 | HK07 - Rocker pad for 2-pole switches, with imprint I-O, lens red and spring plate, protection class IP20, colour: pure white | 10.7308 | 35 | 1 | pc. | 5 | pc. | 111 | 85389099990 | switch range | HK07
491973005 | 4008224660853 | HK07 - Rocker pad for 2-pole switches, with imprint I-O, lens clear and spring plate, protection class IP20, colour: pure white | 10.7308 | 35 | 1 | pc. | 5 | pc. | 111 | 85389099990 | switch range | HK07
491982001 | 4008224661027 | HK07 - Rocker pad for 2-pole switches, with imprint I-O, lens red and spring plate, protection class IP20, colour: steel | 15.9923 | 35 | 1 | pc. | 5 | pc. | 111 | 85389099990 | switch range | HK07
491983002 | 4008224660860 | HK07 - Rocker pad for 2-pole switches, with imprint I-O, lens clear and spring plate, protection class IP20, colour: steel | 15.9923 | 35 | 1 | pc. | 5 | pc. | 111 | 85389099990 | switch range | HK07
491992008 | 4008224661034 | HK07 - Rocker pad for 2-pole switches, with imprint I-O, lens red and spring plate, protection class IP20, colour: anthracite | 15.9923 | 35 | 1 | pc. | 5 | pc. | 111 | 85389099990 | switch range | HK07
491993009 | 4008224660877 | HK07 - Rocker pad for 2-pole switches, with imprint I-O, lens clear and spring plate, protection class IP20, colour: anthracite | 15.9923 | 35 | 1 | pc. | 5 | pc. | 111 | 85389099990 | switch range | HK07
492013007 | 4008224671750 | HK07 - Surface rocker, with labelling field, for off switches, universal switches, cross switches, buttons, protection class IP20, colour: arctic white | 13.1538 | 35 | 1 | pc. | 5 | pc. | 111 | 85389099990 | switch range | HK07
492015009 | 4008224621960 | HK07 - Surface rocker, with labelling field, for off switches, universal switches, cross switches, buttons, protection class IP20, colour: anthracite | 14.7808 | 35 | 1 | pc. | 5 | pc. | 111 | 85389099990 | switch range | HK07
492029000 | 4008224592574 | HK07 - Surface rocker, with labelling field, for off switches, universal switches, cross switches, buttons, protection class IP20, colour: pure white | 13.1538 | 35 | 1 | pc. | 5 | pc. | 111 | 85389099990 | switch range | HK07
492032000 | 4008224670920 | HK07 - Surface rocker, with labelling field, for off switches, universal switches, cross switches, buttons, protection class IP20, colour: arctic white matt | 16.2519 | 35 | 1 | pc. | 5 | pc. | 111 | 85389099990 | switch range | HK07
492034002 | 4008224670937 | HK07 - Surface rocker, with labelling field, for off switches, universal switches, cross switches, buttons, protection class IP20, colour: grey matt | 16.2519 | 35 | 1 | pc. | 5 | pc. | 111 | 85389099990 | switch range | HK07
492047002 | 4008224619462 | HK07 - Surface rocker, with labelling field, for off switches, universal switches, cross switches, buttons, protection class IP20, colour: steel | 14.7808 | 35 | 1 | pc. | 5 | pc. | 111 | 85389099990 | switch range | HK07
492050002 | 4008224670944 | HK07 - Surface rocker, with labelling field, for off switches, universal switches, cross switches, buttons, protection class IP20, colour: black matt | 16.2519 | 35 | 1 | pc. | 5 | pc. | 111 | 85389099990 | switch range | HK07
492115002 | 4008224661089 | Light signal, HK07, anthracite | 92.8731 | 35 | 1 | pc. | 1 | pc. | 111 | 94054039900 | switch range | HK07
492129003 | 4008224592581 | Light signal, HK07, pure-white | 80.9231 | 35 | 1 | pc. | 1 | pc. | 111 | 94054039900 | switch range | HK07
492147005 | 4008224661072 | Light signal, HK07, steel | 92.8731 | 35 | 1 | pc. | 1 | pc. | 111 | 94054039900 | switch range | HK07
492215005 | 4008224661119 | Cable outlet socket, HK07, anthracite | 62.1173 | 35 | 1 | pc. | 3 | pc. | 111 | 85389099990 | switch range | HK07
492229006 | 4008224592598 | Cable outlet socket, HK07, pure-white | 40.6731 | 35 | 1 | pc. | 3 | pc. | 111 | 85389099990 | switch range | HK07
492247008 | 4008224661102 | Cable outlet socket, HK07, steel | 62.1173 | 35 | 1 | pc. | 3 | pc. | 111 | 85389099990 | switch range | HK07
492313006 | 4008224671767 | Hotel-card-switch, HK07, colour: arctic white | 120.7904 | 35 | 1 | pc. | 1 | pc. | 111 | 85365080900 | switch range | HK07
492315008 | 4008224658362 | HK07 - Hotel card switch, colour: anthracite | 132.8538 | 35 | 1 | pc. | 1 | pc. | 111 | 85365080900 | switch range | HK07
492329000 | 4008224658348 | Hotel-card-switch, HK07, pure-white | 120.7904 | 35 | 1 | pc. | 1 | pc. | 111 | 85365080900 | switch range | HK07
492329009 | 4008224592611 | Hotel-card-switch, HK07, pure-white | 241.2173 | 35 | 1 | pc. | 1 | pc. | 111 | 85365080900 | switch range | HK07
492332009 | 4008224670951 | HK07 - Pull switch with cover, nominal voltage 250V~, switching capacity 10AX, protection class IP20, colour: grey matt | 146.1462 | 35 | 1 | pc. | 1 | pc. | 111 | 85365080900 | switch range | HK07
492334001 | 4008224670968 | Hotel-card-switch, HK07, colour: grey mat | 146.1462 | 35 | 1 | pc. | 1 | pc. | 111 | 85365080900 | switch range | HK07
492347001 | 4008224658355 | HK07 - Hotelcard switch with text field, colour: steel | 132.8538 | 35 | 1 | pc. | 1 | pc. | 111 | 85365080900 | switch range | HK07
492350001 | 4008224670975 | Loudspeaker socket with connection terminals for b"ananaplugs or loudspeaker cable up to 16mm² wirecross section,HK07, colour: black mat | 146.1462 | 35 | 1 | pc. | 1 | pc. | 111 | 85366990990 | switch range | HK07
492813001 | 4008224671910 | HK07 - cover plate for double dimmer, colour: arctic white | 11.6827 | 35 | 1 | pc. | 5 | pc. | 111 | 85389099990 | switch range | HK07
492815003 | 4008224661065 | HK07 - cover for double dimmer, colour: anthracite | 27.4846 | 35 | 1 | pc. | 5 | pc. | 111 | 85365080900 | switch range | HK07
492829004 | 4008224661041 | HK07 - cover for double dimmer, colour: pure white | 11.6827 | 35 | 1 | pc. | 5 | pc. | 111 | 85365080900 | switch range | HK07
492832004 | 4008224671927 | HK07 - cover plate for double dimmer, colour: arctic white mat | 30.2192 | 35 | 1 | pc. | 5 | pc. | 111 | 85389099990 | switch range | HK07
492834006 | 4008224671934 | HK07 - cover plate for double dimmer, colour: grey mat | 30.2192 | 35 | 1 | pc. | 5 | pc. | 111 | 85389099990 | switch range | HK07
492847006 | 4008224661058 | HK07 - cover for double dimmer, colour: steel | 27.4846 | 35 | 1 | pc. | 5 | pc. | 111 | 85389099990 | switch range | HK07
492850006 | 4008224671941 | HK07 - cover plate for double dimmer, colour: black mat | 30.2192 | 35 | 1 | pc. | 5 | pc. | 111 | 85389099990 | switch range | HK07
493102182 | 4008224637244 | Flush-mounted telephone socket TDO, PARIS, rosewood | 14.5731 | 35 | 1 | pc. | 3 | pc. | 111 | 85389099990 | switch range | PARIS
503200004 | 4008220070212 | Flush mounted off switch-socket, 2-pole, without cover plate, 10AX, 250V~ | 7.8462 | 35 | 1 | pc. | 10 | pc. | 111 | 85365080900 | switch range | socket and basic components
503300007 | 4008220070397 | Flush mounted double change over switch-socket, without cover plate, 10AX, 250V~ | 14.5385 | 35 | 1 | pc. | 5 | pc. | 111 | 85365080900 | switch range | socket and basic components
503300014 | 9008225033293 | Flush mounted double change-over switch socket, without cover plate, 10AX, 250V~ | 28.7654 | 35 | 1 | pc. | 5 | pc. | 111 | 85365080900 | switch range | socket and basic components
503500003 | 4008220070472 | Flush mounted series switch-socket, without cover plate, 10AX, 250V~ | 7.5 | 35 | 1 | pc. | 10 | pc. | 111 | 85365080900 | switch range | socket and basic components
503500010 | 9008225035297 | Flush mounted series switch socket, without cover plate, 10AX, 250V~ | 14.85 | 35 | 1 | pc. | 5 | pc. | 111 | 85365080900 | switch range | socket and basic components
503600006 | 4008220070540 | Flush mounted universal switch-socket (off and change-over switch) without cover plate, 10AX, 250V~ | 7.1923 | 35 | 1 | pc. | 10 | pc. | 111 | 85365080900 | switch range | socket and basic components
503700009 | 4008220070625 | Flush mounted cross switch-socket, without cover plate, 10AX, 250V~ | 9.1538 | 35 | 1 | pc. | 5 | pc. | 111 | 85365080900 | switch range | socket and basic components
503700016 | 9008225037291 | Flush-mounted cross switch socket, without cover, 10AX, 250V~ | 23.8154 | 35 | 1 | pc. | 5 | pc. | 111 | 85365080900 | switch range | socket and basic components
503800002 | 4008224439022 | Flush mounted double pushbutton switch-socket, 10AX, 250V~ | 11.4231 | 35 | 1 | pc. | 5 | pc. | 111 | 85365080900 | switch range | socket and basic components
503900005 | 4008224439039 | Flush mounted venetian pushbutton switch-socket, without cover plate, 10AX, 250V~ | 15.2692 | 35 | 1 | pc. | 5 | pc. | 111 | 85365080900 | switch range | socket and basic components
504000009 | 4008224644839 | Flush mounted series pushbutton switch-socket, without cover plate, 10 AX, 250V~ | 32.2788 | 35 | 1 | pc. | 5 | pc. | 111 | 85365080900 | switch range | socket and basic components
504300008 | 4008220658700 | Flush mounted pushbutton switch-socket, without cover plate, 10AX, 250V~ | 6.6538 | 35 | 1 | pc. | 10 | pc. | 111 | 85365080900 | switch range | socket and basic components
504300015 | 9008225804329 | Flush mounted pushbutton switch socket, without cover plate, 10AX, 250V~ | 13.8808 | 35 | 1 | pc. | 5 | pc. | 111 | 85365080900 | switch range | socket and basic components
504400001 | 4008223728394 | Flush mounted pushbutton switch-socket (change over), without cover plate, 10Ax, 250V~ | 7.3462 | 35 | 1 | pc. | 10 | pc. | 111 | 85365080900 | switch range | socket and basic components
504500004 | 4008220070700 | Flush mounted venetian switch-socket, without cover plate, 10AX, 250V~ | 15.2308 | 35 | 1 | pc. | 5 | pc. | 111 | 85365080900 | switch range | socket and basic components
504500011 | 4008224297417 | Flush mounted venetian switch-socket, without cover-plate, 10AX, 250V~ | 31.7423 | 35 | 1 | pc. | 5 | pc. | 111 | 85365080900 | switch range | socket and basic components
504600007 | 4008220070885 | Flush mounted control switch-socket (off and change over switch), without cover plate, 10AX, 250V~ | 9.2692 | 35 | 1 | pc. | 10 | pc. | 111 | 85365080900 | switch range | socket and basic components
504600014 | 9008225046293 | Flush mounted control switch socket (off and change over switch), without cover plate, 10AX, 250V~ | 28.7654 | 35 | 1 | pc. | 5 | pc. | 111 | 85365080900 | switch range | socket and basic components
504700000 | 4008224516242 | Flush mounted pushbutton switch (change over), with N-terminal, with glow lamp, 10A, 250V~ | 9.3846 | 35 | 1 | pc. | 10 | pc. | 111 | 85365080900 | switch range | socket and basic components
507200008 | 4008224677912 | Off switch 2-pole | 23.3462 | 35 | 1 | pc. | 10 | pc. | 111 | 85365080900 | switch range | socket and basic components
507300001 | 4008224672757 | Double change over switch | 17.1923 | 35 | 1 | pc. | 5 | pc. | 111 | 85365080900 | switch range | socket and basic components
507500007 | 4008224672740 | Series switch | 30.8077 | 35 | 1 | pc. | 10 | pc. | 111 | 85365080900 | switch range | socket and basic components
507600000 | 4008224672702 | Universal switch | 11 | 35 | 1 | pc. | 10 | pc. | 111 | 85365080900 | switch range | socket and basic components
507700003 | 4008224672726 | Cross switch | 23.3462 | 35 | 1 | pc. | 5 | pc. | 111 | 85365080900 | switch range | socket and basic components
507800006 | 4008224672818 | Double pushbutton switch | 36 | 35 | 1 | pc. | 5 | pc. | 111 | 85365080900 | switch range | socket and basic components
507900009 | 4008224672764 | Venetian switch | 31.0385 | 35 | 1 | pc. | 5 | pc. | 111 | 85365080900 | switch range | socket and basic components
508000003 | 4008224672825 | Series pushbutton switch socket | 23.0385 | 35 | 1 | pc. | 5 | pc. | 111 | 85365080900 | switch range | socket and basic components
508300002 | 4008224672788 | Pushbutton switch | 12.4231 | 35 | 1 | pc. | 10 | pc. | 111 | 85365080900 | switch range | socket and basic components
508400005 | 4008224672795 | Pushbutton switch op./closer | 13.2692 | 35 | 1 | pc. | 10 | pc. | 111 | 85365080900 | switch range | socket and basic components
508500008 | 4008224672719 | Venetian switch | 31 | 35 | 1 | pc. | 5 | pc. | 111 | 85365080900 | switch range | socket and basic components
508600001 | 4008224672733 | Control switch | 28.5385 | 35 | 1 | pc. | 10 | pc. | 111 | 85365080900 | switch range | socket and basic components
508700004 | 4008224672801 | Pushbutton switch socket (change-over) w | 13.2692 | 35 | 1 | pc. | 10 | pc. | 111 | 85365080900 | switch range | socket and basic components
509923009 | 4008224685764 | HK LED-Glow lamp for switches 230V | 14.2269 | 35 | 1 | pc. | 5 | pc. | 111 | 94054940000 | switch range | socket and basic components
862101909 | 4008224685610 | HK07 Double rocker with imprint for dimming control, suitable for the Hybrid Smart Switch, pure white | 14.3481 | 35 | 1 | pc. | 5 | pc. | 111 | 85389099990 | Home Automation Energy | BlueControl
862102106 | 4008224685535 | HK07 double rocker with lens, clear, suitable for the Hybrid SmartSwitch, arctic white | 12.6519 | 35 | 1 | pc. | 5 | pc. | 111 | 85389099990 | Home Automation Energy | BlueControl
862102120 | 4008224685573 | HK07 Double rocker with lens, red, suitable for the Hybrid Smart Switch, arctic white | 12.6519 | 35 | 1 | pc. | 5 | pc. | 111 | 85389099990 | Home Automation Energy | BlueControl
862102900 | 4008224685641 | HK07 Double rocker with imprint for dimming control, suitable for the Hybrid Smart Switch, arctic white | 14.3481 | 35 | 1 | pc. | 5 | pc. | 111 | 85389099990 | Home Automation Energy | BlueControl
862115900 | 4008224685634 | HK07 Double rocker with imprint for dimming control, suitable for the Hybrid Smart Switch, anthracite | 15.975 | 35 | 1 | pc. | 5 | pc. | 111 | 85389099990 | Home Automation Energy | BlueControl
862120902 | 4008224685627 | HK07 Double rocker with imprint for dimming control, suitable for the Hybrid Smart Switch, steel | 15.975 | 35 | 1 | pc. | 5 | pc. | 111 | 85389099990 | Home Automation Energy | BlueControl
862132107 | 4008224685542 | HK07 double rocker with lens, clear, suitable for the Hybrid SmartSwitch, arctic white matt | 19.2635 | 35 | 1 | pc. | 5 | pc. | 111 | 85389099990 | Home Automation Energy | BlueControl
862132121 | 4008224685580 | HK07 double rocker with lens, red, suitable for the Hybrid Smart Switch, arctic white matt | 19.2635 | 35 | 1 | pc. | 5 | pc. | 111 | 85389099990 | Home Automation Energy | BlueControl
862132901 | 4008224685658 | HK07 Double rocker with imprint for dimming control, suitable for the Hybrid Smart Switch, arctic white matt | 17.5673 | 35 | 1 | pc. | 5 | pc. | 111 | 85389099990 | Home Automation Energy | BlueControl
862134109 | 4008224685559 | HK07 double rocker with lens, clear, suitable for the Hybrid SmartSwitch, gray matt | 19.2635 | 35 | 1 | pc. | 5 | pc. | 111 | 85389099990 | Home Automation Energy | BlueControl
862134123 | 4008224685597 | HK07 double rocker with lens, red, suitable for the Hybrid Smart Switch, gray matt | 19.2635 | 35 | 1 | pc. | 5 | pc. | 111 | 85389099990 | Home Automation Energy | BlueControl
862134903 | 4008224685665 | HK07 Double rocker with imprint for dimming control, suitable for the Hybrid Smart Switch, gray matt | 17.5673 | 35 | 1 | pc. | 5 | pc. | 111 | 85389099990 | Home Automation Energy | BlueControl
862150109 | 4008224685566 | HK07 double rocker with lens, clear, suitable for the Hybrid SmartSwitch, matt black | 19.2635 | 35 | 1 | pc. | 5 | pc. | 111 | 85389099990 | Home Automation Energy | BlueControl
862150903 | 4008224685672 | HK07 Double rocker with imprint for dimming control, suitable for the Hybrid Smart Switch, black matt | 17.5673 | 35 | 1 | pc. | 5 | pc. | 111 | 85389099990 | Home Automation Energy | BlueControl
914813003 | 4008224641609 | HK02 - Earthed socket outlet - colour: arctic white | 8.1154 | 35 | 1 | pc. | 10 | pc. | 111 | 85366990990 | switch range | HK02
914820007 | 4008224641623 | HK02 - Earthed socket outlet - colour: steel | 10.4231 | 35 | 1 | pc. | 10 | pc. | 111 | 85366990990 | switch range | HK02
914830003 | 4008224634038 | HK02 - earthed socket outlet, 1-fold, 16A, 250V~, colour: oak | 26.2308 | 35 | 1 | pc. | 10 | pc. | 111 | 85366990990 | switch range | HK02
914830004 | 4008224641630 | HK02 - Earthed socket outlet - colour: oak | 42.9404 | 35 | 1 | pc. | 10 | pc. | 111 | 85366990990 | switch range | HK02
914831004 | 4008224634045 | HK02 - earthed socket outlet, 1-fold, 16 A, 250 V~, colour: beech | 24.5 | 35 | 1 | pc. | 10 | pc. | 111 | 85366990990 | switch range | HK02
914837000 | 4008224634052 | HK02 - Protective contact socket, made of wengen wood, rated current: 16A, rated voltage: 250V~, IP20. | 42.9404 | 35 | 1 | pc. | 10 | pc. | 111 | 85366990990 | switch range | HK02
914839002 | 4008224634069 | HK02 - earthed socket outlet, 1-fold, 16 A, 250 V~, colour: maple | 42.9404 | 35 | 1 | pc. | 10 | pc. | 111 | 85366990990 | switch range | HK02
914913005 | 4008224641678 | HK02 - Earthed socket outlet with hinged lid and shutter - colour: arctic white | 12 | 35 | 1 | pc. | 3 | pc. | 111 | 85366990990 | switch range | HK02
914920000 | 4008224641692 | HK02 - Earthed socket outlet with hinged lid and shutter - colour: steel | 13.9615 | 35 | 1 | pc. | 3 | pc. | 111 | 85366990990 | switch range | HK02
915013000 | 4008224641708 | HK02 - Earthed socket outlet with shutter - colour: arctic white | 8.7692 | 35 | 1 | pc. | 10 | pc. | 111 | 85366990990 | switch range | HK02
915020004 | 4008224641722 | HK02 - Earthed socket outlet with shutter - colour: steel | 10.8462 | 35 | 1 | pc. | 10 | pc. | 111 | 85366990990 | switch range | HK02
916400002 | 9008229164009 | ant. socket TV/RF/SAT single u. | 59.5904 | 35 | 1 | pc. | 5 | pc. | 111 | 85291095000 | switch range | socket and basic components
916400181 | 4008224582933 | Antenna socket TV/RF/SAT, single and lead line socket for single units and decoupled lead lines for satellite and cable TV, suitable for digital signals | 59.5904 | 35 | 1 | pc. | 2 | pc. | 111 | 85291095000 | switch range | technology centre
917213007 | 4008224389662 | Double earthed socket outlet, for the installation in a single switch box Ø 60mm | 11.5769 | 35 | 1 | pc. | 3 | pc. | 111 | 85366990990 | switch range | HK02
917313001 | 4008224641739 | HK02 - Earthed socket outlet, complete device incl. cover frame - colour: arctic white | 9.4231 | 35 | 1 | pc. | 10 | pc. | 111 | 85366990990 | switch range | HK02
918913009 | 4008224411073 | HK02 - earthed socket outlet with central earth contact - 16 A, 250 V~, colour: arctic white | 15.9577 | 35 | 1 | pc. | 10 | pc. | 111 | 85366990990 | switch range | HK02
920100004 | 9008229201001 | Flush-mounted insert CAT6 2x8 shielded, suitable for supply cable cross-section AWG 22 and 23 | 58.6538 | 35 | 1 | pc. | 10 | pc. | 111 | 85389099990 | switch range | socket and basic components
920602002 | 4008224641746 | HK05 - Earthed socket outlet with shutter - colour: arctic white | 8.8077 | 35 | 1 | pc. | 10 | pc. | 111 | 85366990990 | switch range | HK05
920608008 | 4008224641777 | HK05 - Earthed socket with printing "SV", colour: green | 36.6058 | 35 | 1 | pc. | 5 | pc. | 111 | 85366990990 | switch range | HK05
920615001 | 4008224650878 | HK05 - Earthed socket outlet with shutter - colour: silver | 18.9692 | 35 | 1 | pc. | 10 | pc. | 111 | 85366990990 | switch range | HK05
920622006 | 4008224641791 | HK05 - Earthed socket outlet with printing "ZSV", colour: orange | 36.6058 | 35 | 1 | pc. | 5 | pc. | 111 | 85366990990 | switch range | HK05
920650004 | 4008224657822 | HK05 - Earthed socket outlet with shutter - colour: mat black | 17.2212 | 35 | 1 | pc. | 10 | pc. | 111 | 85366990990 | switch range | HK05
920802008 | 4008224641807 | HK05 - Earthed socket outlet with hinged lid and shutter - colour: arctic white | 12.1154 | 35 | 1 | pc. | 3 | pc. | 111 | 85366990990 | switch range | HK05
920850000 | 4008224657921 | HK05 - Earthed socket outlet with hinged lid and shutter - colour: mat black | 20.0077 | 35 | 1 | pc. | 3 | pc. | 111 | 85366990990 | switch range | HK05
921502009 | 9008229215022 | HK05 - Speaker socket, with connection for 4mm banana plug or speaker cable up to 16mm², colour: arctic white | 18.9231 | 35 | 1 | pc. | 5 | pc. | 111 | 85366990990 | switch range | HK05
921515009 | 4008224650847 | HK05 - loudspeaker outlet - connection terminals for banana plugs 4 mm, colour: silver | 131.175 | 35 | 1 | pc. | 5 | pc. | 111 | 85366990990 | switch range | HK05
921550002 | 4008224657655 | HK05 - Speaker socket, with connection for 4mm banana plug or speaker cable up to 16mm², colour: black matt | 38.25 | 35 | 1 | pc. | 5 | pc. | 111 | 85366990990 | switch range | HK05
923502002 | 4008224641821 | HK05 - Earthed socket outlet, rated current 16A, rated voltage 250V~, protection class IP20, colour: arctic white | 8.4615 | 35 | 1 | pc. | 10 | pc. | 111 | 85366990990 | switch range | HK05
923550004 | 4008224657815 | HK05 - Earthed socket outlet, rated current 16A, rated voltage 250V~, protection class IP20, colour: black matt | 12.6865 | 35 | 1 | pc. | 10 | pc. | 111 | 85366990990 | switch range | HK05
923900180 | 4008224582926 | Antenna socket TV/RF, single and interim socket for cable TV, single and connected units | 46.6442 | 35 | 1 | pc. | 2 | pc. | 111 | 85291095000 | switch range | technology centre
926613005 | 4008224620147 | socket outlet without earthed, with shutter, 1-fold, 16A, 250V~, HK 02 , arctic-white | 15.9577 | 35 | 1 | pc. | 10 | pc. | 111 | 85366990990 | switch range | HK02
927713009 | 4008224511346 | Double earthed socket outlet, with shutter, for the installation in a single switch box Ø 60mm | 15.3846 | 35 | 1 | pc. | 3 | pc. | 111 | 85366990990 | switch range | HK02
927720003 | 4008224634083 | HK02 - double earthed socket outlet with shutter -16A, 250V~, colour: steel | 18.5769 | 35 | 1 | pc. | 3 | pc. | 111 | 85366990990 | switch range | HK02
927913005 | 4008224620130 | HK02 - double earthed socket outlet with central earth contact with shutter - for a switch box Ø60 mm, 16 A, 250 V~, colour: arctic white | 33.8192 | 35 | 1 | pc. | 3 | pc. | 111 | 85366990990 | switch range | HK02
929513005 | 4008224671774 | HK07 - Double earthed socket outlet without shutter for the installation in a single switch box Ø60mm, 16A, 250V~, colour: arctic white | 32.2096 | 35 | 1 | pc. | 3 | pc. | 111 | 85366990990 | switch range | HK07
929515007 | 4008224661423 | HK07 - Double earthed socket outlet without shutter for the installation in a single switch box Ø60mm, 16A, 250V~, colour: anthracite | 35.4462 | 35 | 1 | pc. | 3 | pc. | 111 | 85366990990 | switch range | HK07
929529008 | 4008224592116 | HK07 - Double earthed socket outlet without shutter for the installation in a single switch box Ø60mm, 16A, 250V~, colour: pure white | 19.5 | 35 | 1 | pc. | 3 | pc. | 111 | 85366990990 | switch range | HK07
929532008 | 4008224670982 | HK07 - Double earthed socket outlet without shutter for the installation in a single switch box Ø60mm, 16A, 250V~, colour: arctic white matt | 37.1769 | 35 | 1 | pc. | 3 | pc. | 111 | 85366990990 | switch range | HK07
929534000 | 4008224670999 | HK07 - Double earthed socket outlet without shutter for the installation in a single switch box Ø60mm, 16A, 250V~, colour: grey matt | 37.1769 | 35 | 1 | pc. | 3 | pc. | 111 | 85366990990 | switch range | HK07
929547000 | 4008224661416 | HK07 - Double earthed socket outlet without shutter for the installation in a single switch box Ø60mm, 16A, 250V~, colour: steel | 35.4462 | 35 | 1 | pc. | 3 | pc. | 111 | 85366990990 | switch range | HK07
929550000 | 4008224671002 | HK07 - Double earthed socket outlet without shutter for the installation in a single switch box Ø60mm, 16A, 250V~, colour: black matt | 37.1769 | 35 | 1 | pc. | 3 | pc. | 111 | 85366990990 | switch range | HK07
940008004 | 4008224641845 | HK07 - Earthed socket outlet with shutter and printing "SV" - colour: green | 38.4404 | 35 | 1 | pc. | 5 | pc. | 111 | 85366990990 | switch range | HK07
940012004 | 4008224650410 | HK07 - Earthed socket outlet with shutter and printing "EDV" - colour: red | 34.5288 | 35 | 1 | pc. | 10 | pc. | 111 | 85366990990 | switch range | HK07
940013005 | 9008229400008 | Earthed socket outlet with shutter, 16A, 250V~, HK07,colour: arctic white | 14.9019 | 35 | 1 | pc. | 10 | pc. | 111 | 85366990990 | switch range | HK07
940015008 | 4008224641852 | HK07 - Safety socket, increased protection against accidental contact, nominal current 16A, nominal voltage 250V~, protection class IP20, colour: anthracite | 11.5 | 35 | 1 | pc. | 10 | pc. | 111 | 85366990990 | switch range | HK07
940022002 | 4008224641869 | HK07 - Earthed socket outlet with shutter and printing "ZSV" - colour: orange | 38.4404 | 35 | 1 | pc. | 5 | pc. | 111 | 85366990990 | switch range | HK07
940029009 | 4008224641876 | HK07 - Safety socket, increased protection against accidental contact, nominal current 16A, nominal voltage 250V~, protection class IP20, colour: pure white | 9.2692 | 35 | 1 | pc. | 10 | pc. | 111 | 85366990990 | switch range | HK07
940032008 | 4008224671019 | HK07 - Safety socket, increased protection against accidental contact, nominal current 16A, nominal voltage 250V~, protection class IP20, colour: arctic white matt | 19.9904 | 35 | 1 | pc. | 10 | pc. | 111 | 85366990990 | switch range | HK07
940034000 | 4008224671026 | HK07 - Safety socket, increased protection against accidental contact, nominal current 16A, nominal voltage 250V~, protection class IP20, colour: grey matt | 19.9904 | 35 | 1 | pc. | 10 | pc. | 111 | 85366990990 | switch range | HK07
940047001 | 4008224641883 | HK07 - Safety socket, increased protection against accidental contact, nominal current 16A, nominal voltage 250V~, protection class IP20, colour: steel | 11.3462 | 35 | 1 | pc. | 10 | pc. | 111 | 85366990990 | switch range | HK07
940050000 | 4008224671033 | HK07 - Safety socket, increased protection against accidental contact, nominal current 16A, nominal voltage 250V~, protection class IP20, colour: black matt | 19.9904 | 35 | 1 | pc. | 10 | pc. | 111 | 85366990990 | switch range | HK07
940113008 | 9008229401005 | HK07 - safety socket, with hinged lid and increased protection against accidental contact, nominal current 16A, nominal voltage 250V~, protection class IP20, colour: pure white | 23.0019 | 35 | 1 | pc. | 3 | pc. | 111 | 85366990990 | switch range | HK07
940115001 | 4008224641890 | Safety socket in design HK07, with hinged lid and increased protection against accidental contact, nominal current 16A, nominal voltage 250V~, protection class IP20, colour: anthracite | 17.5769 | 35 | 1 | pc. | 3 | pc. | 111 | 85366990990 | switch range | HK07
940129002 | 4008224641906 | Safety socket in design HK07, with hinged lid and increased protection against accidental contact, nominal current 16A, nominal voltage 250V~, protection class IP20, colour: pure white | 12.9231 | 35 | 1 | pc. | 3 | pc. | 111 | 85366990990 | switch range | HK07
940132001 | 4008224671040 | Safety socket in design HK07, with hinged lid and increased protection against accidental contact, nominal current 16A, nominal voltage 250V~, protection class IP20, colour: arctic white matt | 28.7654 | 35 | 1 | pc. | 3 | pc. | 111 | 85366990990 | switch range | HK07
940134001 | 4008224671057 | Safety socket in design HK07, with hinged lid and increased protection against accidental contact, nominal current 16A, nominal voltage 250V~, protection class IP20, colour: grey matt | 28.7654 | 35 | 1 | pc. | 3 | pc. | 111 | 85366990990 | switch range | HK07
940147004 | 4008224641913 | Safety socket in design HK07, with hinged lid and increased protection against accidental contact, nominal current 16A, nominal voltage 250V~, protection class IP20, colour: steel | 17.4231 | 35 | 1 | pc. | 3 | pc. | 111 | 85366990990 | switch range | HK07
940150003 | 4008224671064 | Safety socket in design HK07, with hinged lid and increased protection against accidental contact, nominal current 16A, nominal voltage 250V~, protection class IP20, colour: black matt | 28.7654 | 35 | 1 | pc. | 3 | pc. | 111 | 85366990990 | switch range | HK07
940213001 | 4008224671781 | HK07 - Double earthed socket outlet with shutter for the installation in a single switch box Ø60mm, 16A, 250V~, colour: arctic white | 32.2096 | 35 | 1 | pc. | 3 | pc. | 111 | 85366990990 | switch range | HK07
940215003 | 4008224661386 | HK07 - Double earthed socket outlet with shutter for the installation in a single switch box Ø60mm, 16A, 250V~, colour: anthracite | 35.9827 | 35 | 1 | pc. | 3 | pc. | 111 | 85366990990 | switch range | HK07
940229004 | 4008224592178 | HK07 - Double earthed socket outlet with shutter for the installation in a single switch box Ø60mm, 16A, 250V~, colour: pure white | 15.8846 | 35 | 1 | pc. | 3 | pc. | 111 | 85366990990 | switch range | HK07
940232004 | 4008224671071 | HK07 - Double earthed socket outlet with shutter for the installation in a single switch box Ø60mm, 16A, 250V~, colour: arctic white matt | 39.5654 | 35 | 1 | pc. | 3 | pc. | 111 | 85366990990 | switch range | HK07
940234006 | 4008224671088 | HK07 - Double earthed socket outlet with shutter for the installation in a single switch box Ø60mm, 16A, 250V~, colour: grey matt | 39.5654 | 35 | 1 | pc. | 3 | pc. | 111 | 85366990990 | switch range | HK07
940247006 | 4008224661379 | HK07 - Double earthed socket outlet with shutter for the installation in a single switch box Ø60mm, 16A, 250V~, colour: steel | 35.9827 | 35 | 1 | pc. | 3 | pc. | 111 | 85366990990 | switch range | HK07
940250006 | 4008224671095 | HK07 - Double earthed socket outlet with shutter for the installation in a single switch box Ø60mm, 16A, 250V~, colour: black matt | 39.5654 | 35 | 1 | pc. | 3 | pc. | 111 | 85366990990 | switch range | HK07
940413007 | 4008224671798 | HK07 - Earthed socket outlet with central earth contact, 1-fold, with shutter,16A, 250V~, colour: arctic white | 14.9019 | 35 | 1 | pc. | 10 | pc. | 111 | 85366990990 | switch range | HK07
940415009 | 4008224621908 | HK07 - Earthed socket outlet with central earth contact, 1-fold, with shutter,16A, 250V~, colour: anthracite | 18.1558 | 35 | 1 | pc. | 10 | pc. | 111 | 85366990990 | switch range | HK07
940429000 | 4008224592123 | HK07 - Earthed socket outlet with central earth contact, 1-fold, with shutter,16A, 250V~, colour: pure white | 14.9019 | 35 | 1 | pc. | 10 | pc. | 111 | 85366990990 | switch range | HK07
940432000 | 4008224671101 | HK07 - Earthed socket outlet with central earth contact, 1-fold, with shutter,16A, 250V~, colour: arctic white matt | 19.9904 | 35 | 1 | pc. | 10 | pc. | 111 | 85366990990 | switch range | HK07
940434002 | 4008224671118 | HK07 - Earthed socket outlet with central earth contact, 1-fold, with shutter,16A, 250V~, colour: grey matt | 19.9904 | 35 | 1 | pc. | 10 | pc. | 111 | 85366990990 | switch range | HK07
940447002 | 4008224619486 | HK07 - Earthed socket outlet with central earth contact, 1-fold, with shutter,16A, 250V~, colour: steel | 18.1558 | 35 | 1 | pc. | 10 | pc. | 111 | 85366990990 | switch range | HK07
940450002 | 4008224671125 | HK07 - Earthed socket outlet with central earth contact, 1-fold, with shutter,16A, 250V~, colour: black matt | 19.9904 | 35 | 1 | pc. | 10 | pc. | 111 | 85366990990 | switch range | HK07
941115001 | 4008224650908 | HK05 - double earthed socket outlet - colour: silver | 18.9692 | 35 | 1 | pc. | 3 | pc. | 111 | 85366990990 | switch range | HK05
941150004 | 4008224657914 | HK05 - double earthed socket outlet - colour: mat black | 20.0077 | 35 | 1 | pc. | 3 | pc. | 111 | 85366990990 | switch range | HK05
948613001 | 4008224671804 | HK07 - socket outlet, 1-fold, without earth, with shutter, 16A, 250V~, colour: arctic white | 14.9019 | 35 | 1 | pc. | 10 | pc. | 111 | 85366990990 | switch range | HK07
948615003 | 4008224661263 | HK07 - Socket outlet, 1-fold, without earth, with shutter, 16A, 250V~, colour: anthracite | 18.3808 | 35 | 1 | pc. | 10 | pc. | 111 | 85366990990 | switch range | HK07
948629004 | 4008224592130 | HK07 - Socket outlet, 1-fold, without earth, with shutter, 16A, 250V~, colour: pure white | 14.9019 | 35 | 1 | pc. | 10 | pc. | 111 | 85366990990 | switch range | HK07
948632004 | 4008224671132 | HK07 - Socket outlet, 1-fold, without earth, with shutter, 16A, 250V~, colour: arctic white matt | 19.9904 | 35 | 1 | pc. | 10 | pc. | 111 | 85366990990 | switch range | HK07
948634006 | 4008224671149 | HK07 - Socket outlet, 1-fold, without earth, with shutter, 16A, 250V~, colour: grey matt | 19.9904 | 35 | 1 | pc. | 10 | pc. | 111 | 85366990990 | switch range | HK07
948647006 | 4008224661256 | HK07 - Socket outlet, 1-fold, without earth, with shutter, 16A, 250V~, colour: steel | 18.3808 | 35 | 1 | pc. | 10 | pc. | 111 | 85366990990 | switch range | HK07
948650006 | 4008224671156 | HK07 - Socket outlet, 1-fold, without earth, with shutter, 16A, 250V~, colour: black matt | 19.9904 | 35 | 1 | pc. | 10 | pc. | 111 | 85366990990 | switch range | HK07
949313005 | 4008224667418 | HK07 - earthed socket outlet, rated current 16A, rated voltage 250V~, protection class IP20, colour: arctic white | 10.3327 | 35 | 1 | pc. | 10 | pc. | 111 | 85366990990 | switch range | HK07
949315006 | 4008224641937 | HK07 - Safety socket, without increased protection against accidental contact, nominal current 16A, nominal voltage 250V~, protection class IP20, colour: anthracite | 10.6538 | 35 | 1 | pc. | 10 | pc. | 111 | 85366990990 | switch range | HK07
949329007 | 4008224641944 | HK07 - Safety socket, without increased protection against accidental contact, nominal current 16A, nominal voltage 250V~, protection class IP20, colour: pure white | 8.8462 | 35 | 1 | pc. | 10 | pc. | 111 | 85366990990 | switch range | HK07
949332006 | 4008224671163 | HK07 - Safety socket, without increased protection against accidental contact, nominal current 16A, nominal voltage 250V~, protection class IP20, colour: arctic white matt | 14.9538 | 35 | 1 | pc. | 10 | pc. | 111 | 85366990990 | switch range | HK07
949334008 | 4008224671170 | HK07 - Safety socket, without increased protection against accidental contact, nominal current 16A, nominal voltage 250V~, protection class IP20, colour: grey matt | 14.9538 | 35 | 1 | pc. | 10 | pc. | 111 | 85366990990 | switch range | HK07
949347009 | 4008224644518 | HK07 - Safety socket, without increased protection against accidental contact, nominal current 16A, nominal voltage 250V~, protection class IP20, colour: steel | 10.5769 | 35 | 1 | pc. | 10 | pc. | 111 | 85366990990 | switch range | HK07
949350008 | 4008224671187 | HK07 - Safety socket, without increased protection against accidental contact, nominal current 16A, nominal voltage 250V~, protection class IP20, colour: black matt | 14.9538 | 35 | 1 | pc. | 10 | pc. | 111 | 85366990990 | switch range | HK07
950013002 | 4008224671811 | HK07 - Double earthed socket outlet without earth, with shutter for the installation in a single switch box 60mm, 16A, 250V~, colour: arctic white | 32.2096 | 35 | 1 | pc. | 3 | pc. | 111 | 85366990990 | switch range | HK07
950015004 | 4008224661409 | HK07 - Double earthed socket outlet without earth, with shutter for the installation in a single switch box 60mm, 16A, 250V~, colour: anthracite | 35.9827 | 35 | 1 | pc. | 3 | pc. | 111 | 85366990990 | switch range | HK07
950029005 | 4008224592185 | HK07 - Double earthed socket outlet without earth, with shutter for the installation in a single switch box 60mm, 16A, 250V~, colour: pure white | 32.2096 | 35 | 1 | pc. | 3 | pc. | 111 | 85366990990 | switch range | HK07
950032005 | 4008224671194 | HK07 - Double earthed socket outlet without earth, with shutter for the installation in a single switch box 60mm, 16A, 250V~, colour: arctic white matt | 39.5654 | 35 | 1 | pc. | 3 | pc. | 111 | 85366990990 | switch range | HK07
950034007 | 4008224671200 | HK07 - Double earthed socket outlet without earth, with shutter for the installation in a single switch box 60mm, 16A, 250V~, colour: grey matt | 39.5654 | 35 | 1 | pc. | 3 | pc. | 111 | 85366990990 | switch range | HK07
950047007 | 4008224661393 | HK07 - Double earthed socket outlet without earth, with shutter for the installation in a single switch box 60mm, 16A, 250V~, colour: steel | 35.9827 | 35 | 1 | pc. | 3 | pc. | 111 | 85366990990 | switch range | HK07
950050007 | 4008224671217 | HK07 - Double earthed socket outlet without earth, with shutter for the installation in a single switch box 60mm, 16A, 250V~, colour: black matt | 39.5654 | 35 | 1 | pc. | 3 | pc. | 111 | 85366990990 | switch range | HK07
950513007 | 4008224620123 | HK02 - double socket outlet without earth and with shutter - complete device, for the installation in a switch box Ø60 mm, 16 A, 250 V~, colour: arctic white | 24.1615 | 35 | 1 | pc. | 3 | pc. | 111 | 85366990990 | switch range | HK02
950729006 | 4008224592536 | HK07 - Telephone socket for the Netherlands, colour: pure white | 20.5269 | 35 | 1 | pc. | 1 | pc. | 111 | 85366990990 | switch range | HK07
951329005 | 4008224592079 | HK07 - Earthed socket outlet with overvoltage protection, 16A, 250V~, colour: pure white | 297.1038 | 35 | 1 | pc. | 1 | pc. | 111 | 85363010900 | switch range | HK07
951513008 | 4008224667647 | HK07 - earthed socket outlet with hinged lid and shutter, 1-fold, lockable, 16A, 250V~, colour: arctic white | 102.375 | 35 | 1 | pc. | 1 | pc. | 111 | 85366990990 | switch range | HK07
951515000 | 4008224661287 | HK07 - Earthed socket outlet with hinged lid and shutter, 1-fold, lockable, 16A, 250V~, colour: anthracite | 107.7577 | 35 | 1 | pc. | 1 | pc. | 111 | 85366990990 | switch range | HK07
951529001 | 4008224592604 | HK07 - Earthed socket outlet with hinged lid and shutter, 1-fold, lockable, 16A, 250V~, colour: pure white | 102.375 | 35 | 1 | pc. | 1 | pc. | 111 | 85366990990 | switch range | HK07
951532001 | 4008224671224 | HK07 - Earthed socket outlet with hinged lid and shutter, 1-fold, lockable, 16A, 250V~, colour: arctic white matt | 112.95 | 35 | 1 | pc. | 1 | pc. | 111 | 85366990990 | switch range | HK07
951534003 | 4008224671231 | HK07 - Earthed socket outlet with hinged lid and shutter, 1-fold, lockable, 16A, 250V~, colour: grey matt | 112.95 | 35 | 1 | pc. | 1 | pc. | 111 | 85366990990 | switch range | HK07
951547003 | 4008224661270 | HK07 - Earthed socket outlet with hinged lid and shutter, 1-fold, lockable, 16A, 250V~, colour: steel | 107.7577 | 35 | 1 | pc. | 1 | pc. | 111 | 85366990990 | switch range | HK07
951550003 | 4008224671248 | HK07 - Earthed socket outlet with hinged lid and shutter, 1-fold, lockable, 16A, 250V~, colour: black matt | 112.95 | 35 | 1 | pc. | 1 | pc. | 111 | 85366990990 | switch range | HK07
951613001 | 4008224671828 | Loudspeaker socket with connection terminals for banana plugs or loudspeaker cable up to 16mm² wire cross section, HK07, colour: arctic white | 47.8385 | 35 | 1 | pc. | 5 | pc. | 111 | 85366990990 | switch range | HK07
951615003 | 4008224661133 | Loudspeaker socket with connection terminals for banana plugs or loudspeaker cable up to 16mm² wire cross section, HK07, anthracite | 53.2731 | 35 | 1 | pc. | 5 | pc. | 111 | 85366990990 | switch range | HK07
951629004 | 4008224592147 | Loudspeaker socket with connection terminals for banana plugs or loudspeaker cable up to 16mm² wire cross section, HK07, pure-white | 22.5769 | 35 | 1 | pc. | 5 | pc. | 111 | 85366990990 | switch range | HK07
951632004 | 4008224671255 | Loudspeaker socket with connection terminals for banana plugs or loudspeaker cable up to 16mm² wire cross section, HK07, colour: arctic white mat | 54.7962 | 35 | 1 | pc. | 5 | pc. | 111 | 85366990990 | switch range | HK07
951634006 | 4008224671262 | HK07 - Pull switch with cover, nominal voltage 250V~, switching capacity 10AX, protection class IP20, colour: black matt | 54.7962 | 35 | 1 | pc. | 5 | pc. | 111 | 85365080900 | switch range | HK07
951647006 | 4008224661126 | Loudspeaker socket with connection terminals for banana plugs or loudspeaker cable up to 16mm² wire cross section, HK07, steel | 53.2731 | 35 | 1 | pc. | 5 | pc. | 111 | 85366990990 | switch range | HK07
951650006 | 4008224671279 | Hotel-card-switch, HK07, colour: black mat | 54.7962 | 35 | 1 | pc. | 5 | pc. | 111 | 85365080900 | switch range | HK07
958213006 | 4008224678636 | HK07 - Double earthed socket outlet without shutter for the installation in a single switch box Ø60mm, 16A,250V~, arctic | 43.4942 | 35 | 1 | pc. | 3 | pc. | 111 | 85366990990 | switch range | HK07
958215008 | 4008224678667 | HK07 - Double earthed socket outlet without shutter for the installation in a single switch box Ø60mm, 16A,250V~, anthracite | 47.8558 | 35 | 1 | pc. | 3 | pc. | 111 | 85366990990 | switch range | HK07
958229009 | 4008224678643 | HK07 - Double earthed socket outlet without shutter for the installation in a single switch box Ø60mm, 16A,250V~, pure-white | 43.4942 | 35 | 1 | pc. | 3 | pc. | 111 | 85366990990 | switch range | HK07
958232009 | 4008224685511 | HK07 - Double earthed socket outlet without shutter for the installation in a single switch box Ø60mm, 16A,250V~, arctic white | 50.175 | 35 | 1 | pc. | 1 | pc. | 111 | 85366990990 | switch range | HK07
958234001 | 4008224685528 | HK07 - Double earthed socket outlet without shutter for the installation in a single switch box Ø60mm, 16A,250V~, grey matt | 50.175 | 35 | 1 | pc. | 1 | pc. | 111 | 85366990990 | switch range | HK07
958247001 | 4008224678681 | HK07 - Double earthed socket outlet without shutter for the installation in a single switch box Ø60mm, 16A,250V~, steel colour | 47.8558 | 35 | 1 | pc. | 3 | pc. | 111 | 85366990990 | switch range | HK07
958250001 | 4008224678650 | HK07 - Double earthed socket outlet without shutter for the installation in a single switch box Ø60mm, 16A,250V~, black matt | 50.175 | 35 | 1 | pc. | 3 | pc. | 111 | 85366990990 | switch range | HK07
995929005 | 4008224666831 | Cooker connection socket for surface or flush mounting with spring terminals. Double strain relief allows the connection of two cables. Suitable for rigid and flexible conductors from 0.75-4mm². Colour: pure white | 32.2615 | 35 | 1 | pc. | 5 | pc. | 111 | 85366990990 | switch range | socket and basic components
110201076 | 4008222886392 | Antenna socket TV/RF single and interim socket for cable TV, single and connected units, EUROPA, cream-white | 60.4423 | 35 | 1 | pc. | 3 | pc. | 112 | 85291095000 | switch range | EUROPA
110213082 | 4008224136303 | Antenna socket TV/RF single and interim socket for cable TV, single and connected units, EUROPA, arctic | 60.4423 | 35 | 1 | pc. | 3 | pc. | 112 | 85291095000 | switch range | EUROPA
110701088 | 4008222998835 | Earthed socket outlet, 1-fold, 16A, 250V~, single unit, cream-white | 6.6154 | 35 | 1 | pc. | 10 | pc. | 112 | 85366990990 | switch range | STANDARD flush-mounted
111401004 | 4008220008109 | Triple earthed socket outlet, for the installation in a single switch box Ø 60mm | 20.4231 | 35 | 1 | pc. | 5 | pc. | 112 | 85366990990 | switch range | STANDARD flush-mounted
111402005 | 4008224418805 | Triple earthed socket outlet, for the installation in a single switch box Ø 60mm | 20.4231 | 35 | 1 | pc. | 5 | pc. | 112 | 85366990990 | switch range | STANDARD flush-mounted
112301181 | 4008224608985 | Telephone connection socket TDO, surface-mounted, AT | 21.1923 | 35 | 1 | pc. | 2 | pc. | 112 | 85366990990 | switch range | socket and basic components
112601087 | 4008223692640 | Earthed socket outlet with shutter, 1-fold, 16A, 250V~, EUROPA, cream- white | 10.3462 | 35 | 1 | pc. | 10 | pc. | 112 | 85366990990 | switch range | EUROPA
112613086 | 4008224175937 | Earthed socket outlet with shutter, 1-fold, 16A, 250V~, EUROPA, arctic- white | 10.3462 | 35 | 1 | pc. | 10 | pc. | 112 | 85366990990 | switch range | EUROPA
113001081 | 4008224562232 | Antenna socket TV/RF single and interim socket for cable TV, single and connected units, MALTA, white | 63.3077 | 35 | 1 | pc. | 3 | pc. | 112 | 85291095000 | switch range | MALTA
113013089 | 4008224561938 | Antenna socket TV/RF, single and interim socket for cable TV, single and connected units, MALTA, arctic-white | 63.3077 | 35 | 1 | pc. | 3 | pc. | 112 | 85291095000 | switch range | MALTA
113015081 | 4008224566988 | Antenna socket TV/RF, single and interim socket for cable TV, single and connected units, MALTA, anthracite | 66.2115 | 35 | 1 | pc. | 3 | pc. | 112 | 85291095000 | switch range | MALTA
113020083 | 4008224564656 | Antenna socket TV/RF single and interim socket for cable TV, single and connected units, MALTA (THAYA), silver | 66.2115 | 35 | 1 | pc. | 3 | pc. | 112 | 85291095000 | switch range | MALTA
113601071 | 4008222887795 | Earthed socket outlet, 1-fold, 16A, 250V~, EUROPA, cream-white | 8.75 | 35 | 1 | pc. | 10 | pc. | 112 | 85366990990 | switch range | EUROPA
113613087 | 4008224136730 | Earthed socket outlet, 1-fold, 16A, 250V~, EUROPA, arctic-white | 8.75 | 35 | 1 | pc. | 10 | pc. | 112 | 85366990990 | switch range | EUROPA
113820087 | 4008224582384 | telephone socket for the Netherlands, including cover plate and intermediate frame, PARIS, silver | 25.1154 | 35 | 1 | pc. | 5 | pc. | 112 | 85366990990 | switch range | PARIS
115400186 | 4008224582957 | UAE connection socket, for telephone and data technology, RJ11/12, RJ45, 8 poles, 2 connection | 34.5385 | 35 | 1 | pc. | 2 | pc. | 112 | 85366990990 | switch range | technology centre
116200181 | 4008224582964 | UAE connection socket, for telephone and data technology, RJ11/12, RJ45, 8 poles, 2 separate | 35.8654 | 35 | 1 | pc. | 2 | pc. | 112 | 85366990990 | switch range | technology centre
117101063 | 4008224549455 | Earthed socket outlet with hinged lid and with shutter, 16A, 250V~, EUROPA, cream-white | 18.5577 | 35 | 1 | pc. | 3 | pc. | 112 | 85366990990 | switch range | EUROPA
117113086 | 4008224181914 | Earthed socket outlet with hinged lid and with shutter, 16A, 250V~, EUROPA, arctic-white | 18.5577 | 35 | 1 | pc. | 3 | pc. | 112 | 85366990990 | switch range | EUROPA
117301083 | 4008224582490 | Socket outlet without earth, with shutter, 1-fold, 16A, 250V~, MALTA, white | 11.4038 | 35 | 1 | pc. | 10 | pc. | 112 | 85366990990 | switch range | MALTA
117602007 | 4008224508094 | Antenna socket TV/RF single and interim socket for cable TV, single and connected units, DONAU, arctic-white | 54.6731 | 35 | 1 | pc. | 3 | pc. | 112 | 85291095000 | switch range | DONAU
117901050 | 4008221674372 | Profi-Pack: 6 Earthed socket outlets with shutter, 16A, 250V~, EUROPA, cream-white | 55.75 | 35 | 1 | pc. | 1 | pc. | 112 | 85366990990 | switch range | EUROPA
117913080 | 4008224136792 | Profi-Pack: 6 Earthed socket outlets with shutter, 16A, 250V~, EUROPA, arctic-white | 55.75 | 35 | 1 | pc. | 1 | pc. | 112 | 85366990990 | switch range | EUROPA
118202006 | 4008224555074 | Antenna socket TV/RF/SAT single and lead line socket for single units and decoupled lead lines for satellite and cable TV, suitable for digital signals, DONAU, arctic-white | 69.0962 | 35 | 1 | pc. | 3 | pc. | 112 | 85291095000 | switch range | DONAU
118301008 | 4008222057242 | Flush mount double earthed socket | 13.7692 | 35 | 1 | pc. | 10 | pc. | 112 | 85366990990 | switch range | STANDARD flush-mounted
118301084 | 4008222999092 | Double earthed socket outlet, without shutter, for the installation in a single switch box Ø60mm, 16A, 250V~, cream-white | 13.7692 | 35 | 1 | pc. | 5 | pc. | 112 | 85366990990 | switch range | STANDARD flush-mounted
119201185 | 4008224582940 | Flush mounted telephone connection socket TAE, 1 line and 2 additional devices, 3x6-pole, NFN-coding, white | 20.2115 | 35 | 1 | pc. | 2 | pc. | 112 | 85291095000 | switch range | technology centre
190301006 | 4008220040697 | Earthed socket outlet with switch (off and change-over), socket outlet 16A, 250V~, switch 10A, 250V~, white | 27.0385 | 35 | 1 | pc. | 10 | pc. | 112 | 85366990990 | switch range | STANDARD flush-mounted
190301082 | 4008222999337 | Earthed socket outlet with integrated universal switch (off and chance-over) | 27.0385 | 35 | 1 | pc. | 5 | pc. | 112 | 85366990990 | switch range | STANDARD flush-mounted
194002002 | 4008224212472 | Cooker connection socket for flush and surface-mounted | 13.2308 | 35 | 1 | pc. | 10 | pc. | 112 | 85366990990 | switch range | STANDARD flush-mounted
198801085 | 4008224651141 | Universal switch (off and change-over switch), 10AX, 250V~, RIVO, cream | 54.4808 | 35 | 1 | pc. | 5 | pc. | 112 | 85365080900 | switch range | RIVO
296150089 | 4008224657235 | Antenna socket TV/RF/SAT single and lead line socket for single units and decoupled lead lines for satellite and cable TV, suitable for digital signals, ATHENIS, steel-colour | 121.9615 | 35 | 1 | pc. | 2 | pc. | 112 | 85366990990 | switch range | ATHENIS
296232080 | 4008224672894 | ATHENIS - earthed socket outlet with built-in 2 USB charger, 16A, 250V~, colour: arctic white matt | 160.4615 | 35 | 1 | pc. | 2 | pc. | 112 | 85366990990 | switch range | ATHENIS
296234082 | 4008224672900 | ATHENIS - flush-mounted socket outlet with 2 USB charging sockets in ATHENIS design, 16A, 250V~, output current of charging sockets max. 2.40A, 5V, 55x55mm covers, colour: matt grey | 160.4615 | 35 | 1 | pc. | 2 | pc. | 112 | 85366990990 | switch range | ATHENIS
296250082 | 4008224672917 | ATHENIS - flush-mounted socket outlet with 2 USB charging sockets in ATHENIS design, 16A, 250V~, output current of charging sockets max. 2.40A, 5V, 55x55mm covers, colour: black matt | 160.4615 | 35 | 1 | pc. | 2 | pc. | 112 | 85366990990 | switch range | ATHENIS
303101075 | 4008224586610 | Cover frame for horizontal and vertical installation, 1-fold, EUROPA, cream-white | 3.6923 | 35 | 1 | pc. | 10 | pc. | 112 | 85389099990 | switch range | EUROPA
303113067 | 4008224586603 | Cover frame for horizontal and vertical installation, 1-fold, EUROPA, arctic-white | 3.6923 | 35 | 1 | pc. | 10 | pc. | 112 | 85389099990 | switch range | EUROPA
303201078 | 4008224586627 | Cover frame for horizontal and vertical installation, 2-fold, EUROPA, cream-white | 7.9808 | 35 | 1 | pc. | 5 | pc. | 112 | 85389099990 | switch range | EUROPA
303213060 | 4008224585347 | Cover frame for horizontal and vertical installation, 2-fold, EUROPA, arctic-white | 7.9808 | 35 | 1 | pc. | 5 | pc. | 112 | 85389099990 | switch range | EUROPA
303301071 | 4008224586634 | Cover frame for horizontal and vertical installation, 3-fold, EUROPA, cream-white | 12.9808 | 35 | 1 | pc. | 3 | pc. | 112 | 85389099990 | switch range | EUROPA
303313063 | 4008224585354 | Cover frame for horizontal and vertical installation, 3-fold, EUROPA, arctic-white | 12.9808 | 35 | 1 | pc. | 3 | pc. | 112 | 85389099990 | switch range | EUROPA
303401074 | 4008224586641 | Cover frame for horizontal and vertical installation, 4-fold, EUROPA, cream-white | 17.75 | 35 | 1 | pc. | 2 | pc. | 112 | 85389099990 | switch range | EUROPA
303413066 | 4008224585361 | Cover frame for horizontal and vertical installation, 4-fold, EUROPA, arctic-white | 17.75 | 35 | 1 | pc. | 2 | pc. | 112 | 85389099990 | switch range | EUROPA
303602002 | 4008224508117 | Cover frame for horizontal and vertical installation, 1-fold, DONAU, arctic-white | 2.9615 | 35 | 1 | pc. | 10 | pc. | 112 | 85389099990 | switch range | DONAU
303702005 | 4008224493239 | Cover frame for horizontal and vertical installation, 2-fold, DONAU, arctic-white | 5.3077 | 35 | 1 | pc. | 10 | pc. | 112 | 85389099990 | switch range | DONAU
303802008 | 4008224493246 | Cover frame for horizontal and vertical installation, 3-fold, DONAU, arctic-white | 8.4231 | 35 | 1 | pc. | 5 | pc. | 112 | 85389099990 | switch range | DONAU
305613064 | 4008224585774 | Cover frame for horizontal and vertical installation, 1-fold, MILANO, white | 5.5962 | 35 | 1 | pc. | 10 | pc. | 112 | 85389099990 | switch range | MILANO
305613105 | 4008224664899 | Profi-Pack: 10 cover frame for horizontal and vertical installation, 1-fold, MILANO white | 50.1346 | 35 | 1 | pc. | 1 | pc. | 112 | 85389099990 | switch range | MILANO
305620013 | 4008224664912 | Profi-Pack: 10 cover frame for horizontal and vertical installation, 1-fold, MILANO, colour: steel | 71.9423 | 35 | 1 | pc. | 1 | pc. | 112 | 85389099990 | switch range | MILANO
305620068 | 4008224585859 | Cover frame for horizontal and vertical installation, 1-fold, MILANO, steel-colour | 8.9231 | 35 | 1 | pc. | 10 | pc. | 112 | 85389099990 | switch range | MILANO
305713067 | 4008224585781 | Cover frame for horizontal and vertical installation, 2-fold, MILANO, white | 9.2885 | 35 | 1 | pc. | 5 | pc. | 112 | 85389099990 | switch range | MILANO
305713108 | 4008224664905 | Profi-Pack: 5 cover frame for horizontal and vertical , installation, 2-fold, MILANO, white | 46.9038 | 35 | 1 | pc. | 1 | pc. | 112 | 85389099990 | switch range | MILANO
305720016 | 4008224664929 | Profi-Pack: 5 cover frame for horizontal and vertical , installation, 2-fold, MILANO, colour: steel | 57.7885 | 35 | 1 | pc. | 1 | pc. | 112 | 85389099990 | switch range | MILANO
305720061 | 4008224585866 | Cover frame 2-fold for vertical and horizontal installation | 13.0577 | 35 | 1 | pc. | 5 | pc. | 112 | 85389099990 | switch range | MILANO
305813060 | 4008224585798 | Cover frame 3-fold for vertical and horizontal installation | 15.4231 | 35 | 1 | pc. | 3 | pc. | 112 | 85389099990 | switch range | MILANO
305820064 | 4008224585873 | Cover frame 3-fold for vertical and horizontal installation | 20.0769 | 35 | 1 | pc. | 3 | pc. | 112 | 85389099990 | switch range | MILANO
305913063 | 4008224585804 | Cover frame 4-fold for vertical and horizontal installation | 20.7115 | 35 | 1 | pc. | 2 | pc. | 112 | 85389099990 | switch range | MILANO
305920067 | 4008224585880 | Cover frame 4-fold for vertical and horizontal installation | 30.9808 | 35 | 1 | pc. | 2 | pc. | 112 | 85389099990 | switch range | MILANO
306402009 | 9008223064022 | Cover frame 4-fold for vertical and horizontal installation | 17.2115 | 35 | 1 | pc. | 5 | pc. | 112 | 85389099990 | switch range | DONAU
306515064 | 4008224585910 | Cover frame 1-fold | 33.1538 | 35 | 1 | pc. | 5 | pc. | 112 | 85389099990 | switch range | MILANO
306515545 | 9008223065043 | Cover frame 1-fold ONTARIO beech | 33.1538 | 35 | 1 | pc. | 10 | pc. | 112 | 85389099990 | switch range | ONTARIO
306530063 | 4008224585996 | Cover frame 1-fold | 33.1538 | 35 | 1 | pc. | 5 | pc. | 112 | 85389099990 | switch range | MILANO
306530537 | 9008223065203 | Cover frame 1-fold ONTARIO oak | 33.1538 | 35 | 1 | pc. | 5 | pc. | 112 | 85389099990 | switch range | ONTARIO
306535068 | 4008224586061 | Cover frame 1-fold | 39.6923 | 35 | 1 | pc. | 5 | pc. | 112 | 85389099990 | switch range | MILANO
306537060 | 4008224586030 | Cover frame 1-fold | 33.1538 | 35 | 1 | pc. | 5 | pc. | 112 | 85389099990 | switch range | MILANO
306539062 | 4008224585958 | Cover frame 1-fold | 33.1538 | 35 | 1 | pc. | 5 | pc. | 112 | 85389099990 | switch range | MILANO
306539543 | 9008223065050 | Cover frame 1-fold ONTARIO maple | 33.1538 | 35 | 1 | pc. | 10 | pc. | 112 | 85389099990 | switch range | ONTARIO
306615067 | 4008224585927 | Cover frame 2-fold for vertical and horizontal installation | 57.3462 | 35 | 1 | pc. | 5 | pc. | 112 | 85389099990 | switch range | MILANO
306615548 | 9008223066545 | Cover frame 2-f Ontario beech | 57.3462 | 35 | 1 | pc. | 10 | pc. | 112 | 85389099990 | switch range | ONTARIO
306630066 | 4008224586009 | Cover frame 2-fold for vertical and horizontal installation | 57.3462 | 35 | 1 | pc. | 5 | pc. | 112 | 85389099990 | switch range | MILANO
306630530 | 9008223066101 | Cover frame 2-f Ontario oak | 57.3462 | 35 | 1 | pc. | 5 | pc. | 112 | 85389099990 | switch range | ONTARIO
306635061 | 4008224586078 | Cover frame 2-fold for vertical and horizontal installation | 70.6731 | 35 | 1 | pc. | 5 | pc. | 112 | 85389099990 | switch range | MILANO
306637063 | 4008224586467 | Cover frame 2-fold for vertical and horizontal installation | 57.3462 | 35 | 1 | pc. | 5 | pc. | 112 | 85389099990 | switch range | MILANO
306639065 | 4008224585965 | Cover frame 2-fold for vertical and horizontal installation | 57.4231 | 35 | 1 | pc. | 5 | pc. | 112 | 85389099990 | switch range | MILANO
306639546 | 9008223066033 | Cover frame 2-fold ONTARIO maple | 57.3462 | 35 | 1 | pc. | 10 | pc. | 112 | 85389099990 | switch range | ONTARIO
306715060 | 4008224585934 | Cover frame 3-fold for vertical and horizontal installation | 79.5577 | 35 | 1 | pc. | 3 | pc. | 112 | 85389099990 | switch range | MILANO
306715541 | 9008223067542 | Cover frame 3-f Ontario beech | 79.5577 | 35 | 1 | pc. | 5 | pc. | 112 | 85389099990 | switch range | ONTARIO
306730069 | 4008224586016 | Cover frame 3-fold for vertical and horizontal installation | 79.5577 | 35 | 1 | pc. | 3 | pc. | 112 | 85389099990 | switch range | MILANO
306730533 | 9008223067108 | Cover frame 3-f Ontario oak | 79.5577 | 35 | 1 | pc. | 3 | pc. | 112 | 85389099990 | switch range | ONTARIO
306735064 | 4008224586085 | Cover frame 3-fold for vertical and horizontal installation | 114.8462 | 35 | 1 | pc. | 3 | pc. | 112 | 85389099990 | switch range | MILANO
306737066 | 4008224586047 | Cover frame 3-fold for vertical and horizontal installation | 79.5577 | 35 | 1 | pc. | 3 | pc. | 112 | 85389099990 | switch range | MILANO
306739068 | 4008224585972 | Cover frame 3-fold for vertical and horizontal installation | 79.5577 | 35 | 1 | pc. | 3 | pc. | 112 | 85389099990 | switch range | MILANO
306739549 | 9008223067030 | Cover frame 3-f Ontario maple | 79.5577 | 35 | 1 | pc. | 5 | pc. | 112 | 85389099990 | switch range | ONTARIO
306815063 | 4008224585941 | Cover frame 4-fold for vertical and horizontal installation | 97.1731 | 35 | 1 | pc. | 2 | pc. | 112 | 85389099990 | switch range | MILANO
306830062 | 4008224586023 | Cover frame 4-fold for vertical and horizontal installation | 97.1731 | 35 | 1 | pc. | 2 | pc. | 112 | 85389099990 | switch range | MILANO
306837069 | 4008224586054 | Cover frame 4-fold for vertical and horizontal installation | 97.1731 | 35 | 1 | pc. | 2 | pc. | 112 | 85389099990 | switch range | MILANO
306839061 | 4008224585989 | Cover frame 4-fold for vertical and horizontal installation | 97.1731 | 35 | 1 | pc. | 2 | pc. | 112 | 85389099990 | switch range | MILANO
308302060 | 4008224685719 | PARIS - Cover frame for horizontal and vertical installation, 5-fold,colour: arctic white | 29.8462 | 35 | 1 | pc. | 1 | pc. | 112 | 85389099990 | switch range | PARIS
308350063 | 4008224685818 | PARIS - Cover frame for horizontal and vertical installation, 5-fold, black | 38.1154 | 35 | 1 | pc. | 1 | pc. | 112 | 85389099990 | switch range | PARIS
308402063 | 4008224585378 | PARIS - Cover frame for horizontal and vertical installation, 1-fold, colour: arctic white | 5.0192 | 35 | 1 | pc. | 10 | pc. | 112 | 85389099990 | switch range | PARIS
308420065 | 4008224585507 | PARIS - Cover frame for horizontal and vertical installation, 1-fold, colour: silver | 5.5962 | 35 | 1 | pc. | 10 | pc. | 112 | 85389099990 | switch range | PARIS
308426061 | 4008224585453 | PARIS - Cover frame for horizontal and vertical installation, 1-fold, colour: rosewood | 5.5962 | 35 | 1 | pc. | 10 | pc. | 112 | 85389099990 | switch range | PARIS
308426535 | 9008223084273 | VIENNA - cover frame for horizontal and vertical installation, 1-fold, colour: rosewood | 8.0192 | 35 | 1 | pc. | 10 | pc. | 112 | 85389099990 | switch range | VIENNA
308450066 | 4008224657181 | PARIS - Cover frame for horizontal and vertical installation, 1-fold, colour: black matt | 8.3462 | 35 | 1 | pc. | 10 | pc. | 112 | 85389099990 | switch range | PARIS
308502066 | 4008224585385 | Cover frame for horizontal and vertical installation, 2-fold, PARIS, arctic-white | 8.75 | 35 | 1 | pc. | 5 | pc. | 112 | 85389099990 | switch range | PARIS
308520068 | 4008224585514 | Cover frame for horizontal and vertical installation, 2-fold, PARIS, silver | 9.2885 | 35 | 1 | pc. | 5 | pc. | 112 | 85389099990 | switch range | PARIS
308526064 | 4008224585460 | Cover frame for horizontal and vertical installation, 2-fold, PARIS, rosewood | 9.2885 | 35 | 1 | pc. | 5 | pc. | 112 | 85389099990 | switch range | PARIS
308526538 | 9008223085270 | VIENNA - cover frame for horizontal and vertical installation, 2-fold, colour: rosewood | 9.75 | 35 | 1 | pc. | 10 | pc. | 112 | 85389099990 | switch range | VIENNA
308550069 | 4008224657198 | Cover frame, for horizontal and vertical installation, 2-fold, PARIS, black | 12.6346 | 35 | 1 | pc. | 5 | pc. | 112 | 85389099990 | switch range | PARIS
308602069 | 4008224585392 | Cover frame for horizontal and vertical installation, 3-fold, PARIS, arctic-white | 14.3462 | 35 | 1 | pc. | 3 | pc. | 112 | 85389099990 | switch range | PARIS
308620061 | 4008224585521 | Cover frame for horizontal and vertical installation, 3-fold, PARIS, silver | 15.4231 | 35 | 1 | pc. | 3 | pc. | 112 | 85389099990 | switch range | PARIS
308626067 | 4008224585477 | Cover frame for horizontal and vertical installation, 3-fold, PARIS, rosewood | 15.4231 | 35 | 1 | pc. | 3 | pc. | 112 | 85389099990 | switch range | PARIS
308626531 | 9008223086277 | VIENNA - cover frame for horizontal and vertical installation, 3-fold, colour: rosewood | 15.5962 | 35 | 1 | pc. | 5 | pc. | 112 | 85389099990 | switch range | VIENNA
308650062 | 4008224657204 | Cover frame for horizontal and vertical installation, 3-fold, PARIS, black | 18.4423 | 35 | 1 | pc. | 3 | pc. | 112 | 85389099990 | switch range | PARIS
308702063 | 4008224585408 | Cover frame for horizontal and vertical installation, 4-fold, PARIS, arctic-white | 19.1154 | 35 | 1 | pc. | 2 | pc. | 112 | 85389099990 | switch range | PARIS
308720064 | 4008224585538 | Cover frame for horizontal and vertical installation, 4-fold, PARIS, silver | 22.5385 | 35 | 1 | pc. | 2 | pc. | 112 | 85389099990 | switch range | PARIS
308726060 | 4008224585491 | Cover frame for horizontal and vertical installation, 4-fold, PARIS, rosewood | 22.5385 | 35 | 1 | pc. | 2 | pc. | 112 | 85389099990 | switch range | PARIS
308750065 | 4008224657211 | Cover frame for horizontal and vertical installation, 4-fold, PARIS, black | 23.2115 | 35 | 1 | pc. | 2 | pc. | 112 | 85389099990 | switch range | PARIS
309101064 | 4008224585187 | Cover frame for horizontal and vertical installation, 1-fold, MALTA (THAYA), white | 4.5192 | 35 | 1 | pc. | 10 | pc. | 112 | 85389099990 | switch range | MALTA
309113018 | 4008224664790 | MALTA - Profi-Pack: 10 cover frame for horizontal and vertical installation, 1-fold, colour: arctic white | 43.6154 | 35 | 1 | pc. | 1 | pc. | 112 | 85389099990 | switch range | MALTA
309113063 | 4008224585309 | Cover frame for horizontal and vertical installation, 1-fold, MALTA, arctic-white | 4.5192 | 35 | 1 | pc. | 10 | pc. | 112 | 85389099990 | switch range | MALTA
309115010 | 4008224664837 | MALTA - Profi-Pack: 10 cover frame for horizontal and vertical installation, 1-fold, colour: anthracite | 50.1346 | 35 | 1 | pc. | 1 | pc. | 112 | 85389099990 | switch range | MALTA
309115065 | 4008224585262 | Cover frame for horizontal and vertical installation, 1-fold, MALTA, anthracite | 5.3077 | 35 | 1 | pc. | 10 | pc. | 112 | 85389099990 | switch range | MALTA
309120012 | 4008224664813 | Profi-Pack: 10 cover frame for horizontal and vertical installation, 1-fold, MALTA silver | 50.1346 | 35 | 1 | pc. | 1 | pc. | 112 | 85389099990 | switch range | MALTA
309120067 | 4008224585224 | Cover frame for horizontal and vertical installation, 1-fold, MALTA, silver | 5.3077 | 35 | 1 | pc. | 10 | pc. | 112 | 85389099990 | switch range | MALTA
309201067 | 4008224585194 | Cover frame for horizontal and vertical installation, 2-fold, MALTA , white | 8.2308 | 35 | 1 | pc. | 5 | pc. | 112 | 85389099990 | switch range | MALTA
309213011 | 4008224664806 | Profi-Pack: 5 cover frame for horizontal and vertical , installation, 2-fold, MALTA, arctic | 39.2885 | 35 | 1 | pc. | 1 | pc. | 112 | 85389099990 | switch range | MALTA
309213066 | 4008224585316 | Cover frame for horizontal and vertical installation, 2-fold, MALTA, arctic-white | 8.2308 | 35 | 1 | pc. | 5 | pc. | 112 | 85389099990 | switch range | MALTA
309215013 | 4008224664844 | Profi-Pack: 5 cover frame for horizontal and vertical , installation, 2-fold, MALTA, anthracite | 43.6154 | 35 | 1 | pc. | 1 | pc. | 112 | 85389099990 | switch range | MALTA
309215068 | 4008224585279 | Cover frame for horizontal and vertical installation, 2-fold, MALTA, anthracite | 9.2885 | 35 | 1 | pc. | 5 | pc. | 112 | 85389099990 | switch range | MALTA
309220015 | 4008224664820 | Profi-Pack: 5 cover frame for horizontal and vertical , installation, 2-fold, MALTA, silver | 41.4615 | 35 | 1 | pc. | 1 | pc. | 112 | 85389099990 | switch range | MALTA
309220060 | 4008224585231 | Cover frame for horizontal and vertical installation, 2-fold, MALTA, silver | 9.2885 | 35 | 1 | pc. | 5 | pc. | 112 | 85389099990 | switch range | MALTA
309301060 | 4008224585200 | Cover frame 3-fold for vertical and horizontal installation | 13.7692 | 35 | 1 | pc. | 3 | pc. | 112 | 85389099990 | switch range | MALTA
309313069 | 4008224585323 | Cover frame 3-fold for vertical and horizontal installation | 13.7692 | 35 | 1 | pc. | 3 | pc. | 112 | 85389099990 | switch range | MALTA
309315061 | 4008224585286 | Cover frame 3-fold for vertical and horizontal installation | 15.4231 | 35 | 1 | pc. | 3 | pc. | 112 | 85389099990 | switch range | MALTA
309320063 | 4008224585248 | Cover frame 3-fold for vertical and horizontal installation | 15.4231 | 35 | 1 | pc. | 3 | pc. | 112 | 85389099990 | switch range | MALTA
309401063 | 4008224585217 | Cover frame 4-fold for vertical and horizontal installation | 18.5577 | 35 | 1 | pc. | 2 | pc. | 112 | 85389099990 | switch range | MALTA
309413062 | 4008224585330 | Cover frame 4-fold for vertical and horizontal installation | 18.5577 | 35 | 1 | pc. | 2 | pc. | 112 | 85389099990 | switch range | MALTA
309415064 | 4008224585293 | Cover frame 4-fold for vertical and horizontal installation | 19.8846 | 35 | 1 | pc. | 2 | pc. | 112 | 85389099990 | switch range | MALTA
309420066 | 4008224585255 | Cover frame 4-fold for vertical and horizontal installation | 19.8846 | 35 | 1 | pc. | 2 | pc. | 112 | 85389099990 | switch range | MALTA
312213183 | 4008224608916 | TDO cover plate for TDO telephone connection sockets, suitable for 1-3 connections | 10.0577 | 35 | 1 | pc. | 5 | pc. | 112 | 85389099990 | switch range | EUROPA
312301187 | 4008224584098 | Cover plate for Push-change over dimmer with rocker universal switch, MALTA, white | 21.1923 | 35 | 1 | pc. | 5 | pc. | 112 | 85389099990 | switch range | MALTA
312313186 | 4008224584166 | Cover plate for Push-change over dimmer with rocker universal switch, MALTA, arctic-white | 21.1923 | 35 | 1 | pc. | 5 | pc. | 112 | 85389099990 | switch range | MALTA
312315188 | 4008224584111 | Cover plate for Push-change over dimmer with rocker universal switch, MALTA, anthracite | 23.4038 | 35 | 1 | pc. | 5 | pc. | 112 | 85389099990 | switch range | MALTA
312320180 | 4008224584104 | Cover plate for Push-change over dimmer with rocker universal switch, MALTA, silver | 23.4038 | 35 | 1 | pc. | 5 | pc. | 112 | 85389099990 | switch range | MALTA
313601187 | 4008224584128 | Cover plate for antenna socket TV/RF, included: 3 screws (1 piece M3x13mm, M3x16mm, M3x25mm), suitable for all leading manufacturers, MALTA, white | 11.1154 | 35 | 1 | pc. | 5 | pc. | 112 | 85291095000 | switch range | MALTA
313613186 | 4008224584159 | Cover plate for antenna socket TV/RF, included: 3 screws (1 piece M3x13mm, M3x16mm, M3x25mm), suitable for all leading manufacturers, MALTA, arctic-white | 11.1154 | 35 | 1 | pc. | 5 | pc. | 112 | 85291095000 | switch range | MALTA
313615188 | 4008224584142 | Cover plate for antenna socket TV/RF, included: 3 screws (1 piece M3x13mm, M3x16mm, M3x25mm), suitable for all leading manufacturers, MALTA, anthracite | 12.2115 | 35 | 1 | pc. | 5 | pc. | 112 | 85291095000 | switch range | MALTA
313620180 | 4008224584135 | Cover plate for antenna socket TV/RF, included: 3 screws (1 piece M3x13mm, M3x16mm, M3x25mm), suitable for all leading manufacturers, MALTA, silver | 12.2115 | 35 | 1 | pc. | 5 | pc. | 112 | 85291095000 | switch range | MALTA
313701180 | 4008224584173 | Cover plate for antenna socket TV/RF/SAT, included: 3 screw (1 piece M3x13mm, M3x16mm, M3x25mm), suitable for all leading manufacturers, MALTA, white | 11.1154 | 35 | 1 | pc. | 5 | pc. | 112 | 85291095000 | switch range | MALTA
313713189 | 4008224584203 | Cover plate for antenna socket TV/RF/SAT, included: 3 screw (1 piece M3x13mm, M3x16mm, M3x25mm), suitable for all leading manufacturers, MALTA, arctic-white | 11.1154 | 35 | 1 | pc. | 5 | pc. | 112 | 85291095000 | switch range | MALTA
313715181 | 4008224584197 | Cover plate for antenna socket TV/RF/SAT, included: 3 screw (1 piece M3x13mm, M3x16mm, M3x25mm), suitable for all leading manufacturers, MALTA, anthracite | 12.2115 | 35 | 1 | pc. | 5 | pc. | 112 | 85291095000 | switch range | MALTA
313720183 | 4008224584180 | Cover plate for antenna socket TV/RF/SAT, included: 3 screw (1 piece M3x13mm, M3x16mm, M3x25mm), suitable for all leading manufacturers, MALTA, silver | 12.2115 | 35 | 1 | pc. | 5 | pc. | 112 | 85291095000 | switch range | MALTA
326002187 | 4008224583329 | TAE cover plate for TAE telephone connection sockets, suitable for 1-3 connections (or USB-socket) | 11.6538 | 35 | 1 | pc. | 5 | pc. | 112 | 85389099990 | switch range | PARIS
326020182 | 4008224583473 | TAE cover plate for TAE telephone connection sockets, suitable for 1-3 connections (or USB-socket) | 13.7692 | 35 | 1 | pc. | 5 | pc. | 112 | 85389099990 | switch range | PARIS
326026185 | 4008224583428 | TAE cover plate for TAE telephone connection sockets, suitable for 1-3 connections (or USB-socket) | 13.7692 | 35 | 1 | pc. | 5 | pc. | 112 | 85389099990 | switch range | PARIS
326050183 | 4008224657129 | Telephone cover plate TAE for TAE telephone connection sockets with fixing screws suitable for 1-3 connections, PARIS, black | 16.3269 | 35 | 1 | pc. | 5 | pc. | 112 | 85389099990 | switch range | PARIS
326102180 | 4008224583336 | UAE cover plate for UAE connection sockets, suitable for 1-2 connections | 11.6538 | 35 | 1 | pc. | 5 | pc. | 112 | 85389099990 | switch range | PARIS
326120185 | 4008224583480 | UAE cover plate for UAE connection sockets, suitable for 1-2 connections | 13.7692 | 35 | 1 | pc. | 5 | pc. | 112 | 85389099990 | switch range | PARIS
326126188 | 4008224583435 | UAE cover plate for UAE connection sockets, suitable for 1-2 connections | 13.7692 | 35 | 1 | pc. | 5 | pc. | 112 | 85389099990 | switch range | PARIS
326150186 | 4008224657136 | UAE cover plate UAE for UAE connection sockets, suitable for 1-2 connections, with fixing screws M2,5x12mm, PARIS, black | 16.3269 | 35 | 1 | pc. | 5 | pc. | 112 | 85389099990 | switch range | PARIS
328229189 | 4008224593137 | TAE cover plate for TAE telephone connection sockets, suitable for 1-3 connections (or USB-socket) | 18.5577 | 35 | 1 | pc. | 5 | pc. | 112 | 85389099990 | switch range | VENEDIG
328243187 | 4008224592840 | TAE cover plate for TAE telephone connection sockets, suitable for 1-3 connections (or USB-socket) | 20.2115 | 35 | 1 | pc. | 5 | pc. | 112 | 85389099990 | switch range | VENEDIG
328329182 | 4008224593144 | UAE cover plate for UAE connection sockets, suitable for 1-2 connections | 18.5577 | 35 | 1 | pc. | 5 | pc. | 112 | 85389099990 | switch range | VENEDIG
328343180 | 4008224592857 | UAE cover plate for UAE connection sockets, suitable for 1-2 connections | 20.2115 | 35 | 1 | pc. | 5 | pc. | 112 | 85389099990 | switch range | VENEDIG
328820188 | 4008224584296 | Dimmer cover for push dimmer | 26.5385 | 35 | 1 | pc. | 5 | pc. | 112 | 85389099990 | switch range | MILANO
328829187 | 4008224616812 | Dimmer cover for push dimmer | 24.6731 | 35 | 1 | pc. | 5 | pc. | 112 | 85389099990 | switch range | MILANO
330617088 | 4008224651158 | Cover plate for antenna socket TV/RF, included: 3 screws (1 piece M3x13mm, M3x16mm, M3x25mm), suitable for all leading manufacturers, MILANO, white | 22.7308 | 35 | 1 | pc. | 5 | pc. | 112 | 39269097900 | switch range | MILANO
333002005 | 4008224555050 | TAE cover plate for TAE telephone connection sockets, suitable for 1-3 connections (or USB-socket) | 11.6538 | 35 | 1 | pc. | 5 | pc. | 112 | 85389099990 | switch range | DONAU
333101186 | 4008224583121 | UAE cover plate for UAE connection sockets, suitable for 1-2 connections | 11.1154 | 35 | 1 | pc. | 5 | pc. | 112 | 85389099990 | switch range | MALTA
333113185 | 4008224583183 | UAE cover plate for UAE connection sockets, suitable for 1-2 connections | 11.1154 | 35 | 1 | pc. | 5 | pc. | 112 | 85389099990 | switch range | MALTA
333120189 | 4008224583145 | UAE cover plate for UAE connection sockets, suitable for 1-2 connections | 12.2115 | 35 | 1 | pc. | 5 | pc. | 112 | 85389099990 | switch range | MALTA
333150180 | 4008224583169 | UAE cover plate for UAE connection sockets, suitable for 1-2 connections | 12.2115 | 35 | 1 | pc. | 5 | pc. | 112 | 85389099990 | switch range | MALTA
333615089 | 4008224649766 | ATHENIS - Blind cover, support ring with claws and intermediate frame, protection class IP20, colour: anthracite | 24.8077 | 35 | 1 | pc. | 5 | pc. | 112 | 85389099990 | switch range | ATHENIS
333629080 | 4008224649759 | ATHENIS - Blind cover, support ring with claws and intermediate frame, protection class IP20, colour: pure white | 15.8462 | 35 | 1 | pc. | 5 | pc. | 112 | 85389099990 | switch range | ATHENIS
333629183 | 4008224637145 | ATHENIS - Blind cover, support ring with claws and intermediate frame, protection class IP20, colour: pure white | 23.8846 | 35 | 1 | pc. | 3 | pc. | 112 | 39269097900 | switch range | ATHENIS
333647082 | 4008224649773 | ATHENIS - Blind cover, support ring with claws and intermediate frame, protection class IP20, colour: steel | 24.8077 | 35 | 1 | pc. | 5 | pc. | 112 | 85389099990 | switch range | ATHENIS
333702185 | 4008224616874 | Cover plate for dimmer with rocker universal switch, PARIS, arctic-white | 21.1923 | 35 | 1 | pc. | 5 | pc. | 112 | 85389099990 | switch range | PARIS
333720187 | 4008224616881 | Cover plate for dimmer with rocker universal switch, PARIS, silver | 24.6731 | 35 | 1 | pc. | 5 | pc. | 112 | 85389099990 | switch range | PARIS
333726183 | 4008224616898 | Cover plate for dimmer with rocker universal switch, PARIS, rosewood | 24.6731 | 35 | 1 | pc. | 5 | pc. | 112 | 85389099990 | switch range | PARIS
333750188 | 4008224656924 | Cover plate for dimmer with rocker universal switch, PARIS, black | 25.8654 | 35 | 1 | pc. | 5 | pc. | 112 | 85389099990 | switch range | PARIS
334302184 | 4008224639019 | Blind cover, arctic-white | 18.3462 | 35 | 1 | pc. | 5 | pc. | 112 | 85389099990 | switch range | PARIS
334350084 | 4008224657167 | PARIS Blind cover, black | 24.5385 | 35 | 1 | pc. | 5 | pc. | 112 | 85389099990 | switch range | PARIS
334426185 | 4008224623728 | Double rocker pad in design PARIS and colour palisander brown | 14.0385 | 35 | 1 | pc. | 5 | pc. | 112 | 85389099990 | switch range | PARIS
334602183 | 4008224623667 | PARIS - flush-mounted rocker, without lens, dimensions 57.2x57.2x17.4mm, colour: arctic white | 5.7885 | 35 | 1 | pc. | 5 | pc. | 112 | 85389099990 | switch range | PARIS
334902182 | 4008224583305 | Cover plate for antenna socket TV/RF, included: 3 screws (1 piece M3x13mm, M3x16mm, M3x25mm), suitable for all leading manufacturers, PARIS, arctic-white | 11.6538 | 35 | 1 | pc. | 5 | pc. | 112 | 85291095000 | switch range | PARIS
334920184 | 4008224583459 | Cover plate for antenna socket TV/RF, included: 3 screws (1 piece M3x13mm, M3x16mm, M3x25mm), suitable for all leading manufacturers, PARIS, silver | 13.7692 | 35 | 1 | pc. | 5 | pc. | 112 | 85291095000 | switch range | PARIS
334926180 | 4008224583404 | Cover plate for antenna socket TV/RF, included: 3 screws (1 piece M3x13mm, M3x16mm, M3x25mm), suitable for all leading manufacturers, PARIS, rosewood | 13.7692 | 35 | 1 | pc. | 5 | pc. | 112 | 85291095000 | switch range | PARIS
334950185 | 4008224657075 | Cover plate for antenna socket TV/RF, included: 3 screws (1 piece M3x13mm, M3x16mm, M3x25mm), suitable for all leading manufacturers, PARIS, black | 16.3269 | 35 | 1 | pc. | 5 | pc. | 112 | 85291095000 | switch range | PARIS
335002186 | 4008224583312 | Cover plate for antenna socket TV/RF/SAT, included: 3 screw (1 piece M3x13mm, M3x16mm, M3x25mm), suitable for all leading manufacturers, PARIS, arctic-white | 11.6538 | 35 | 1 | pc. | 5 | pc. | 112 | 85291095000 | switch range | PARIS
335020188 | 4008224583466 | Cover plate for antenna socket TV/RF/SAT, included: 3 screw (1 piece M3x13mm, M3x16mm, M3x25mm), suitable for all leading manufacturers, PARIS, silver | 13.7692 | 35 | 1 | pc. | 5 | pc. | 112 | 85291095000 | switch range | PARIS
335026184 | 4008224583411 | Cover plate for antenna socket TV/RF/SAT, included: 3 screw (1 piece M3x13mm, M3x16mm, M3x25mm), suitable for all leading manufacturers, PARIS, rosewood | 13.7692 | 35 | 1 | pc. | 5 | pc. | 112 | 85291095000 | switch range | PARIS
335050189 | 4008224657112 | Cover plate for antenna socket TV/RF/SAT, included: 3 screw (1 piece M3x13mm, M3x16mm, M3x25mm), suitable for all leading manufacturers, PARIS, black | 16.3269 | 35 | 1 | pc. | 5 | pc. | 112 | 85291095000 | switch range | PARIS
335115189 | 4008224640299 | RIVO - blind cover - colour: anthracite | 11 | 35 | 1 | pc. | 5 | pc. | 112 | 85389099990 | switch range | RIVO
335117088 | 4008224637169 | RIVO - blind-cover, colour: white | 9.6154 | 35 | 1 | pc. | 3 | pc. | 112 | 85389099990 | switch range | RIVO
335201181 | 4008224584647 | Cover plate for dimmer with rocker universal switch, RIVO, cream-white | 21.1923 | 35 | 1 | pc. | 5 | pc. | 112 | 85389099990 | switch range | RIVO
335215182 | 4008224639996 | RIVO - Cover plate for dimmer with rocker universal switch - colour: anthracite | 20.4423 | 35 | 1 | pc. | 5 | pc. | 112 | 85389099990 | switch range | RIVO
335217184 | 4008224584616 | Cover plate for dimmer with rocker universal switch, RIVO, white | 21.1923 | 35 | 1 | pc. | 5 | pc. | 112 | 85389099990 | switch range | RIVO
339002001 | 4008224555067 | UAE cover plate UAE for UAE connection sockets, suitable for 1-2 connections, with fixing screws M2,5x12mm, DONAU, arctic-white | 11.6538 | 35 | 1 | pc. | 5 | pc. | 112 | 85389099990 | switch range | DONAU
339301188 | 4008224584654 | Cover plate for antenna socket TV/RF, included: 3 screws (1 piece M3x13mm, M3x16mm, M3x25mm), suitable for all leading manufacturers, RIVO, cream-white | 11.1154 | 35 | 1 | pc. | 5 | pc. | 112 | 85291095000 | switch range | RIVO
339315189 | 4008224640053 | RIVO - Cover plate for antenna socket TV/RF - included: 3 screws (1 piece M3x13 mm, M3x16 mm, M3x25 mm), suitable for all leading manufacturers, colour: anthracite | 10.7115 | 35 | 1 | pc. | 5 | pc. | 112 | 85291095000 | switch range | RIVO
339317181 | 4008224584623 | Cover plate for antenna socket TV/RF, included: 3 screws (1 piece M3x13mm, M3x16mm, M3x25mm), suitable for all leading manufacturers, RIVO, white | 11.1154 | 35 | 1 | pc. | 5 | pc. | 112 | 85291095000 | switch range | RIVO
339401181 | 4008224584661 | Cover plate for antenna socket TV/RF/SAT, included: 3 screw (1 piece M3x13mm, M3x16mm, M3x25mm), suitable for all leading manufacturers, RIVO, cream-white | 11.1154 | 35 | 1 | pc. | 5 | pc. | 112 | 85291095000 | switch range | RIVO
339415182 | 4008224640060 | RIVO - Cover plate for antenna socket TV/RF/SAT - included: 3 screw (1 piece M3x13 mm, M3x16 mm, M3x25 mm), suitable for all leading manufacturers, colour: anthracite | 10.7115 | 35 | 1 | pc. | 5 | pc. | 112 | 85291095000 | switch range | RIVO
339417184 | 4008224584630 | Cover plate for antenna socket TV/RF/SAT, included: 3 screw (1 piece M3x13mm, M3x16mm, M3x25mm), suitable for all leading manufacturers, RIVO, white | 11.1154 | 35 | 1 | pc. | 5 | pc. | 112 | 85291095000 | switch range | RIVO
339501184 | 4008224584012 | UAE cover plate for UAE connection sockets with fixing screws M2,5x12mm, suitable for 1-2 connections, RIVO, cream-white | 11.1154 | 35 | 1 | pc. | 5 | pc. | 112 | 85389099990 | switch range | RIVO
339515082 | 4008224640084 | RIVO - UAE cover plate for UAE connection sockets with fixing screws - M2,5x12 mm, suitable for 1-2 connections, colour: anthracite | 10.7115 | 35 | 1 | pc. | 5 | pc. | 112 | 85389099990 | switch range | RIVO
339517187 | 4008224583992 | UAE cover plate for UAE connection sockets with fixing screws M2,5x12mm, suitable for 1-2 connections, RIVO, white | 11.1154 | 35 | 1 | pc. | 5 | pc. | 112 | 85389099990 | switch range | RIVO
339601187 | 4008224608787 | Telephone cover plate TDO | 11.1154 | 35 | 1 | pc. | 5 | pc. | 112 | 85389099990 | switch range | RIVO
339617180 | 4008224608794 | Telephone cover plate TDO white | 11.1154 | 35 | 1 | pc. | 5 | pc. | 112 | 85389099990 | switch range | RIVO
339701180 | 4008224584005 | Telephone cover plate TAE for TAE telephone connection sockets with fixing screws, suitable for 1-3 connections, RIVO, cream-white | 11.1154 | 35 | 1 | pc. | 5 | pc. | 112 | 85389099990 | switch range | RIVO
339715181 | 4008224640077 | RIVO - Telephone cover plate TAE for TAE telephone connection sockets with fixing screws - suitable for 1-3 connections, colour: anthracite | 10.7115 | 35 | 1 | pc. | 5 | pc. | 112 | 85389099990 | switch range | RIVO
339717183 | 4008224583985 | Telephone cover plate TAE for TAE telephone connection sockets with fixing screws, suitable for 1-3 connections, RIVO, white | 11.1154 | 35 | 1 | pc. | 5 | pc. | 112 | 85389099990 | switch range | RIVO
342210088 | 4008224511919 | Decorative frame/wallpaper protection 1-fold, contents: 3 pcs. | 10.2692 | 35 | 1 | pc. | 5 | pc. | 112 | 39269097900 | switch range | single device, accessory
342310081 | 4008224512008 | Decorative frame/wallpaper protection 2-fold, contents: 3 pcs. | 12.75 | 35 | 1 | pc. | 5 | pc. | 112 | 39269097900 | switch range | single device, accessory
343201186 | 4008224583282 | UAE cover plate for UAE connection sockets, suitable for 1-2 connections | 10.0577 | 35 | 1 | pc. | 5 | pc. | 112 | 85389099990 | switch range | EUROPA
343213185 | 4008224583237 | UAE cover plate for UAE connection sockets, suitable for 1-2 connections | 10.0577 | 35 | 1 | pc. | 5 | pc. | 112 | 85389099990 | switch range | EUROPA
345901189 | 4008224583275 | TAE cover plate for TAE telephone connection sockets, suitable for 1-3 connections (or USB-socket) | 10.0577 | 35 | 1 | pc. | 5 | pc. | 112 | 85389099990 | switch range | EUROPA
345913188 | 4008224583220 | TAE cover plate for TAE telephone connection sockets, suitable for 1-3 connections (or USB-socket) | 10.0577 | 35 | 1 | pc. | 5 | pc. | 112 | 85389099990 | switch range | EUROPA
348101188 | 4008224583251 | Cover plate for antenna socket TV/RF, included: 3 screws (1 piece M3x13mm, M3x16mm, M3x25mm), suitable for all leading manufacturers, EUROPA, creme-white | 10.0577 | 35 | 1 | pc. | 5 | pc. | 112 | 85291095000 | switch range | EUROPA
348113187 | 4008224583206 | Cover plate for antenna socket TV/RF, included: 3 screws (1 piece M3x13mm, M3x16mm, M3x25mm), suitable for all leading manufacturers, EUROPA, arctic-white | 10.0577 | 35 | 1 | pc. | 5 | pc. | 112 | 85291095000 | switch range | EUROPA
349513180 | 4008224583572 | UAE cover plate for UAE connection sockets, suitable for 1-2 connections | 13.7692 | 35 | 1 | pc. | 5 | pc. | 112 | 85389099990 | switch range | MILANO
349520184 | 4008224583671 | UAE cover plate for UAE connection sockets, suitable for 1-2 connections | 17.2115 | 35 | 1 | pc. | 5 | pc. | 112 | 85389099990 | switch range | MILANO
349530181 | 4008224583824 | UAE cover plate for UAE connection sockets, suitable for 1-2 connections | 44.1538 | 35 | 1 | pc. | 5 | pc. | 112 | 85389099990 | switch range | MILANO
349531182 | 4008224583725 | UAE cover plate for UAE connection sockets, suitable for 1-2 connections | 44.1538 | 35 | 1 | pc. | 5 | pc. | 112 | 85389099990 | switch range | MILANO
349537188 | 4008224583879 | UAE cover plate for UAE connection sockets, suitable for 1-2 connections | 44.1538 | 35 | 1 | pc. | 5 | pc. | 112 | 85389099990 | switch range | MILANO
349539180 | 4008224583770 | UAE cover plate for UAE connection sockets, suitable for 1-2 connections | 44.1538 | 35 | 1 | pc. | 5 | pc. | 112 | 85389099990 | switch range | MILANO
350101187 | 4008224583114 | TAE cover plate for TAE telephone connection sockets, suitable for 1-3 connections (or USB-socket) | 11.1154 | 35 | 1 | pc. | 5 | pc. | 112 | 85389099990 | switch range | MALTA
350113186 | 4008224583176 | TAE cover plate for TAE telephone connection sockets, suitable for 1-3 connections (or USB-socket) | 11.1154 | 35 | 1 | pc. | 5 | pc. | 112 | 85389099990 | switch range | MALTA
350115188 | 4008224583152 | TAE cover plate for TAE telephone connection sockets, suitable for 1-3 connections (or USB-socket) | 12.2115 | 35 | 1 | pc. | 5 | pc. | 112 | 85389099990 | switch range | MALTA
350120180 | 4008224583138 | TAE cover plate for TAE telephone connection sockets, suitable for 1-3 connections (or USB-socket) | 12.2115 | 35 | 1 | pc. | 5 | pc. | 112 | 85389099990 | switch range | MALTA
351901182 | 4008224583268 | Antenna cover plate for antenna socket TV/RF/SAT | 10.0577 | 35 | 1 | pc. | 5 | pc. | 112 | 85291095000 | switch range | EUROPA
351913181 | 4008224583213 | Antenna cover plate for antenna socket TV/RF/SAT | 10.0577 | 35 | 1 | pc. | 5 | pc. | 112 | 85291095000 | switch range | EUROPA
357813184 | 4008224583558 | Antenna cover plate for antenna socket TV/RF/SAT | 13.7692 | 35 | 1 | pc. | 5 | pc. | 112 | 85291095000 | switch range | MILANO
357820188 | 4008224583657 | Antenna cover plate for antenna socket TV/RF/SAT | 17.2115 | 35 | 1 | pc. | 5 | pc. | 112 | 85291095000 | switch range | MILANO
357830185 | 4008224583800 | Antenna cover plate for antenna socket TV/RF/SAT | 44.1538 | 35 | 1 | pc. | 5 | pc. | 112 | 85291095000 | switch range | MILANO
357831186 | 4008224583701 | Antenna cover plate for antenna socket TV/RF/SAT | 44.1538 | 35 | 1 | pc. | 5 | pc. | 112 | 85291095000 | switch range | MILANO
357837182 | 4008224583855 | Antenna cover plate for antenna socket TV/RF/SAT | 44.1538 | 35 | 1 | pc. | 5 | pc. | 112 | 85291095000 | switch range | MILANO
357839184 | 4008224583756 | Antenna cover plate for antenna socket TV/RF/SAT | 44.1538 | 35 | 1 | pc. | 5 | pc. | 112 | 85291095000 | switch range | MILANO
358113184 | 4008224583565 | TAE cover plate for TAE telephone connection sockets, suitable for 1-3 connections (or USB-socket) | 13.7692 | 35 | 1 | pc. | 5 | pc. | 112 | 85389099990 | switch range | MILANO
358120188 | 4008224583664 | TAE cover plate for TAE telephone connection sockets, suitable for 1-3 connections (or USB-socket) | 17.2115 | 35 | 1 | pc. | 5 | pc. | 112 | 85389099990 | switch range | MILANO
358130185 | 4008224583817 | TAE cover plate for TAE telephone connection sockets, suitable for 1-3 connections (or USB-socket) | 44.1538 | 35 | 1 | pc. | 5 | pc. | 112 | 85389099990 | switch range | MILANO
358131186 | 4008224583718 | TAE cover plate for TAE telephone connection sockets, suitable for 1-3 connections (or USB-socket) | 44.1538 | 35 | 1 | pc. | 5 | pc. | 112 | 85389099990 | switch range | MILANO
358137182 | 4008224583862 | TAE cover plate for TAE telephone connection sockets, suitable for 1-3 connections (or USB-socket) | 44.1538 | 35 | 1 | pc. | 5 | pc. | 112 | 85389099990 | switch range | MILANO
358139184 | 4008224583763 | TAE cover plate for TAE telephone connection sockets, suitable for 1-3 connections (or USB-socket) | 44.1538 | 35 | 1 | pc. | 5 | pc. | 112 | 85389099990 | switch range | MILANO
358613189 | 4008224583541 | Antenna cover plate for antenna socket TV/RF | 13.7692 | 35 | 1 | pc. | 5 | pc. | 112 | 85291095000 | switch range | MILANO
358620183 | 4008224583640 | Antenna cover plate for antenna socket TV/RF | 17.2115 | 35 | 1 | pc. | 5 | pc. | 112 | 85291095000 | switch range | MILANO
358630180 | 4008224583794 | Antenna cover plate for antenna socket TV/RF | 44.1538 | 35 | 1 | pc. | 5 | pc. | 112 | 85291095000 | switch range | MILANO
358631181 | 4008224583695 | Antenna cover plate for antenna socket TV/RF | 44.1538 | 35 | 1 | pc. | 5 | pc. | 112 | 85291095000 | switch range | MILANO
358637187 | 4008224583848 | Antenna cover plate for antenna socket TV/RF | 44.1538 | 35 | 1 | pc. | 5 | pc. | 112 | 85291095000 | switch range | MILANO
358639189 | 4008224583749 | Antenna cover plate for antenna socket TV/RF | 44.1538 | 35 | 1 | pc. | 5 | pc. | 112 | 85291095000 | switch range | MILANO
371715181 | 4008224584074 | ATHENIS - UAE cover for UAE junction box and data socket with inclined outlet, suitable for 1-2 connections, with mounting screw M2,5x12mm, protection class IP20, colour: anthracite | 18.5577 | 35 | 1 | pc. | 5 | pc. | 112 | 85389099990 | switch range | ATHENIS
371729182 | 4008224586856 | ATHENIS - UAE cover for UAE junction box and data socket with inclined outlet, suitable for 1-2 connections, with mounting screw M2,5x12mm, protection class IP20, colour: pure white | 17.2115 | 35 | 1 | pc. | 5 | pc. | 112 | 85389099990 | switch range | ATHENIS
371732182 | 4008224672955 | ATHENIS - UAE cover for UAE junction box and data socket with angled outlet, suitable for 1-2 connections with M2.5x12mm fixing screw, IP20 protection, colour: arctic white matt | 18.5577 | 35 | 1 | pc. | 5 | pc. | 112 | 85389099990 | switch range | ATHENIS
371734184 | 4008224672962 | ATHENIS - UAE cover for UAE junction box and data box with angled outlet, suitable for 1-2 connections with M2.5x12mm fixing screw, protection class IP20, colour: matt grey | 18.5577 | 35 | 1 | pc. | 5 | pc. | 112 | 85389099990 | switch range | ATHENIS
371747184 | 4008224584050 | UAE cover plate for UAE connection sockets, suitable for 1-2 connections | 18.5577 | 35 | 1 | pc. | 5 | pc. | 112 | 85389099990 | switch range | ATHENIS
371750184 | 4008224672979 | ATHENIS - UAE cover for UAE junction box and data socket with angled outlet, suitable for 1-2 connections with M2.5x12mm fixing screw, protection class IP20, colour: matt black | 18.5577 | 35 | 1 | pc. | 3 | pc. | 112 | 85389099990 | switch range | ATHENIS
373015182 | 4008224602518 | ATHENIS - Telephone cover plate for TDO telephone connection sockets with screws - suitable für 1-3 connections, colour: anthracite | 18.5577 | 35 | 1 | pc. | 5 | pc. | 112 | 85389099990 | switch range | ATHENIS
373029183 | 4008224602495 | Telephone cover plate TDO for TDO telephone connections sockets with screws suitable für 1-3 connections | 17.2115 | 35 | 1 | pc. | 5 | pc. | 112 | 85389099990 | switch range | ATHENIS
373047185 | 4008224602501 | Telephone cover plate TDO for TDO telephone connections sockets with screws suitable für 1-3 connections | 18.5577 | 35 | 1 | pc. | 5 | pc. | 112 | 85389099990 | switch range | ATHENIS
373115185 | 4008224584067 | ATHENIS - Telephone cover plate TAE for TAE telephone connection sockets, suitable for 1-3 connections, with fixing screws M2,5x12mm, colour: anthracite | 18.5577 | 35 | 1 | pc. | 5 | pc. | 112 | 85389099990 | switch range | ATHENIS
373129186 | 4008224586849 | ATHENIS - Telephone cover plate TAE for TAE telephone connection sockets, suitable for 1-3 connections, with fixing screws M2,5x12mm, colour: pure white | 17.2115 | 35 | 1 | pc. | 5 | pc. | 112 | 85389099990 | switch range | ATHENIS
373147188 | 4008224584043 | ATHENIS - Telephone cover plate TAE for TAE telephone connection sockets, suitable for 1-3 connections, with fixing screws M2,5x12mm, colour: steel | 18.5577 | 35 | 1 | pc. | 5 | pc. | 112 | 85389099990 | switch range | ATHENIS
373515187 | 4008224584494 | ATHENIS - Cover plate for antenna socket TV/RF, included: 3 screws (1 piece M3x13mm, M3x16mm, M3x25mm), suitable for all leading manufacturers, colour: anthracite | 18.5577 | 35 | 1 | pc. | 5 | pc. | 112 | 85291095000 | switch range | ATHENIS
373529188 | 4008224586825 | ATHENIS - Cover plate for antenna socket TV/RF, included: 3 screws (1 piece M3x13mm, M3x16mm, M3x25mm), suitable for all leading manufacturers, colour: pure white | 17.2115 | 35 | 1 | pc. | 5 | pc. | 112 | 85291095000 | switch range | ATHENIS
373532188 | 4008224673013 | ATHENIS - Cover for aerial socket TV/RF, scope of delivery: 3 screws (1 each M3x13mm, M3x16mm, M3x25mm), suitable for all current makes of leading manufacturers, protection class IP20, colour: arctic white matt | 18.5577 | 35 | 1 | pc. | 3 | pc. | 112 | 85291095000 | switch range | ATHENIS
373534180 | 4008224673020 | ATHENIS - Cover for aerial socket TV/RF, scope of delivery: 3 screws (1 each M3x13mm, M3x16mm, M3x25mm), suitable for all current makes of leading manufacturers, protection class IP20, colour: matt grey | 18.5577 | 35 | 1 | pc. | 3 | pc. | 112 | 85291095000 | switch range | ATHENIS
373547180 | 4008224584463 | ATHENIS - Cover plate for antenna socket TV/RF, included: 3 screws (1 piece M3x13mm, M3x16mm, M3x25mm), suitable for all leading manufacturers, colour: steel | 18.5577 | 35 | 1 | pc. | 5 | pc. | 112 | 85291095000 | switch range | ATHENIS
373550180 | 4008224673037 | ATHENIS - Cover for aerial socket TV/RF, Scope of delivery: 3 screws (1 each M3x13mm, M3x16mm, M3x25mm), suitable for all current makes of leading manufacturers, protection class IP20, colour: black matt | 18.5577 | 35 | 1 | pc. | 3 | pc. | 112 | 85291095000 | switch range | ATHENIS
373615180 | 4008224584500 | ATHENIS - Cover plate for antenna socket TV/RF/SAT, included: 3 screw (1 piece M3x13mm, M3x16mm, M3x25mm), suitable for all leading manufacturers, colour: anthracite | 18.5577 | 35 | 1 | pc. | 5 | pc. | 112 | 85291095000 | switch range | ATHENIS
373629181 | 4008224586832 | ATHENIS - Cover plate for antenna socket TV/RF/SAT, included: 3 screw (1 piece M3x13mm, M3x16mm, M3x25mm), suitable for all leading manufacturers, colour: pure white | 17.2115 | 35 | 1 | pc. | 5 | pc. | 112 | 85291095000 | switch range | ATHENIS
373647183 | 4008224584470 | ATHENIS - Cover plate for antenna socket TV/RF/SAT, included: 3 screw (1 piece M3x13mm, M3x16mm, M3x25mm), suitable for all leading manufacturers, colour: steel | 18.5577 | 35 | 1 | pc. | 5 | pc. | 112 | 85291095000 | switch range | ATHENIS
373813184 | 4008224608756 | Telephone cover plate TDO | 11.6538 | 35 | 1 | pc. | 5 | pc. | 112 | 85389099990 | switch range | PARIS
373820188 | 4008224608763 | Telephone cover plate TDO for TAE telephone connection sockets, "Austria", suitable for 1-3 connections, with fixing screws M2,5x12mm, Mailand, brown | 13.7692 | 35 | 1 | pc. | 5 | pc. | 112 | 85389099990 | switch range | PARIS
373826184 | 4008224608770 | Telephone cover plate TDO | 13.7692 | 35 | 1 | pc. | 5 | pc. | 112 | 85389099990 | switch range | PARIS
373850189 | 4008224657143 | Telephone cover plate TDO for TAE telephone connection sockets, "Austria", suitable for 1-3 connections, with fixing screws M2,5x12mm, PARIS black | 16.3269 | 35 | 1 | pc. | 5 | pc. | 112 | 85389099990 | switch range | PARIS
373913187 | 4008224608923 | TDO cover plate for TDO telephone connection sockets, suitable for 1-3 connections | 11.1154 | 35 | 1 | pc. | 5 | pc. | 112 | 85389099990 | switch range | MALTA
373920181 | 4008224608930 | TDO cover plate for TDO telephone connection sockets, suitable for 1-3 connections | 12.2115 | 35 | 1 | pc. | 5 | pc. | 112 | 85389099990 | switch range | MALTA
374013181 | 4008224608947 | TDO cover plate for TDO telephone connection sockets, suitable for 1-3 connections | 13.7692 | 35 | 1 | pc. | 5 | pc. | 112 | 85389099990 | switch range | MILANO
374020185 | 4008224608954 | TDO cover plate for TDO telephone connection sockets, suitable for 1-3 connections | 17.2115 | 35 | 1 | pc. | 5 | pc. | 112 | 85389099990 | switch range | MILANO
374143185 | 4008224610537 | TDO cover plate for TDO telephone connection sockets, suitable for 1-3 connections | 20.2115 | 35 | 1 | pc. | 5 | pc. | 112 | 85389099990 | switch range | VENEDIG
400129015 | 4008224664851 | Profi-Pack: 10 cover frame for horizontal and vertical installation, 1-fold, VENEDIG, pure-white | 61.0577 | 35 | 1 | pc. | 1 | pc. | 112 | 85389099990 | switch range | VENEDIG
400129060 | 4008224593151 | Cover frame for horizontal and vertical installation, 1-fold, VENEDIG, pure-white | 7.4038 | 35 | 1 | pc. | 10 | pc. | 112 | 85389099990 | switch range | VENEDIG
400143013 | 4008224664875 | Profi-Pack: 10 cover frame for horizontal and vertical installation, 1-fold, VENEDIG, platinum | 82.8846 | 35 | 1 | pc. | 1 | pc. | 112 | 85389099990 | switch range | VENEDIG
400143068 | 4008224592871 | Cover frame for horizontal and vertical installation, 1-fold, VENEDIG, platinum | 9 | 35 | 1 | pc. | 10 | pc. | 112 | 85389099990 | switch range | VENEDIG
400229018 | 4008224664868 | Profi-Pack: 5 cover frame for horizontal and vertical , installation, 2-fold, VENEDIG, pure-white | 45.7692 | 35 | 1 | pc. | 1 | pc. | 112 | 85389099990 | switch range | VENEDIG
400229063 | 4008224593168 | Cover frame for horizontal and vertical installation, 2-fold, VENEDIG, pure-white | 11.1154 | 35 | 1 | pc. | 5 | pc. | 112 | 85389099990 | switch range | VENEDIG
400243016 | 4008224664882 | Profi-Pack: 5 cover frame for horizontal and vertical , installation, 2-fold, VENEDIG, platinum | 56.7115 | 35 | 1 | pc. | 1 | pc. | 112 | 85389099990 | switch range | VENEDIG
400243061 | 4008224592888 | Cover frame 2-fold for vertical and horizontal installation | 12.7692 | 35 | 1 | pc. | 5 | pc. | 112 | 85389099990 | switch range | VENEDIG
400329066 | 4008224593175 | Cover frame 3-fold for vertical and horizontal installation | 17.5385 | 35 | 1 | pc. | 3 | pc. | 112 | 85389099990 | switch range | VENEDIG
400343064 | 4008224592895 | Cover frame 3-fold for vertical and horizontal installation | 18.5577 | 35 | 1 | pc. | 3 | pc. | 112 | 85389099990 | switch range | VENEDIG
400429069 | 4008224593182 | Cover frame 4-fold for vertical and horizontal installation | 22.5385 | 35 | 1 | pc. | 2 | pc. | 112 | 85389099990 | switch range | VENEDIG
400443067 | 4008224592901 | Cover frame 4-fold for vertical and horizontal installation | 23.8846 | 35 | 1 | pc. | 2 | pc. | 112 | 85389099990 | switch range | VENEDIG
401501016 | 4008224519014 | Profi-Pack: 10 Cover frames 1-fold | 34.5385 | 35 | 1 | pc. | 1 | pc. | 112 | 85389099990 | switch range | EUROPA
401513015 | 4008224519038 | Profi-Pack: 10 Cover frames 1-fold | 34.5385 | 35 | 1 | pc. | 1 | pc. | 112 | 85389099990 | switch range | EUROPA
401901018 | 4008224519021 | Profi-Pack: 5 Cover frames 2-fold for horizontal and vertical installation | 35.8654 | 35 | 1 | pc. | 1 | pc. | 112 | 85389099990 | switch range | EUROPA
401913017 | 4008224519045 | Profi-Pack: 5 Cover frames 2-fold for horizontal and vertical installation | 35.8654 | 35 | 1 | pc. | 1 | pc. | 112 | 85389099990 | switch range | EUROPA
402002013 | 4008224519052 | Profi-Pack: 10 Cover frames 1-fold | 45.1923 | 35 | 1 | pc. | 1 | pc. | 112 | 85389099990 | switch range | PARIS
402020015 | 4008224589345 | Profi-Pack: 10 Cover frames 1-fold | 50.4231 | 35 | 1 | pc. | 1 | pc. | 112 | 85389099990 | switch range | PARIS
402026011 | 4008224519076 | Profi-Pack: 10 Cover frames 1-fold | 50.4231 | 35 | 1 | pc. | 1 | pc. | 112 | 85389099990 | switch range | PARIS
402050016 | 4008224657099 | Profi-Pack: 10 cover frame for horizontal and vertical installation, 1-fold, PARIS, black | 55 | 35 | 1 | pc. | 1 | pc. | 112 | 85389099990 | switch range | PARIS
402102085 | 4008224651196 | ATHENIS - 1-fold cover frame, protection class IP44, colour: pure-white | 6.6154 | 35 | 1 | pc. | 10 | pc. | 112 | 85389099990 | switch range | ATHENIS IP44
402115061 | 4008224586436 | Cover frame 1-fold | 8.4231 | 35 | 1 | pc. | 10 | pc. | 112 | 85389099990 | switch range | ATHENIS
402115085 | 4008224651219 | ATHENIS - 1-fold cover frame, protection class IP44, colour: anthracite | 8.4231 | 35 | 1 | pc. | 10 | pc. | 112 | 85389099990 | switch range | ATHENIS IP44
402115102 | 4008224664752 | Profi-Pack: 10 cover frame for horizontal and vertical installation, 1-fold, ATHENIS, anthracite | 82.8846 | 35 | 1 | pc. | 1 | pc. | 112 | 85389099990 | switch range | ATHENIS
402129062 | 4008224586658 | Cover frame 1-fold | 6.6154 | 35 | 1 | pc. | 10 | pc. | 112 | 85389099990 | switch range | ATHENIS
402129103 | 4008224664714 | Profi-Pack: 10 cover frame for horizontal and vertical installation, 1-fold, ATHENIS, pure-white | 61.0577 | 35 | 1 | pc. | 1 | pc. | 112 | 85389099990 | switch range | ATHENIS
402147064 | 4008224586405 | Cover frame 1-fold | 8.4231 | 35 | 1 | pc. | 10 | pc. | 112 | 85389099990 | switch range | ATHENIS
402147088 | 4008224651202 | ATHENIS - 1-fold cover frame, protection class IP44, colour: steel | 8.4231 | 35 | 1 | pc. | 10 | pc. | 112 | 85389099990 | switch range | ATHENIS IP44
402147105 | 4008224664738 | Profi-Pack: 10 cover frame for horizontal and vertical installation, 1-fold, ATHENIS, colour: steel | 82.8846 | 35 | 1 | pc. | 1 | pc. | 112 | 85389099990 | switch range | ATHENIS
402502018 | 4008224519069 | Profi-Pack: 5 Cover frames 2-fold for horizontal and vertical installation | 39.8269 | 35 | 1 | pc. | 1 | pc. | 112 | 85389099990 | switch range | PARIS
402520010 | 4008224589352 | Profi-Pack: 5 Cover frames 2-fold for horizontal and vertical installation | 42.5 | 35 | 1 | pc. | 1 | pc. | 112 | 85389099990 | switch range | PARIS
402526016 | 4008224519083 | Profi-Pack: 5 Cover frames 2-fold for horizontal and vertical installation | 42.5 | 35 | 1 | pc. | 1 | pc. | 112 | 85389099990 | switch range | PARIS
402550011 | 4008224657082 | Profi-Pack: 5 cover frame for horizontal and vertical , installation, 2-fold, PARIS, black | 47.7692 | 35 | 1 | pc. | 1 | pc. | 112 | 85389099990 | switch range | PARIS
402615066 | 4008224586443 | Cover frame 2-fold for vertical and horizontal installation | 12.4231 | 35 | 1 | pc. | 5 | pc. | 112 | 85389099990 | switch range | ATHENIS
402615080 | 4008224651240 | ATHENIS - 2-fold cover frame, protection class IP44, colour: pure-white | 12.4231 | 35 | 1 | pc. | 5 | pc. | 112 | 85389099990 | switch range | ATHENIS IP44
402615107 | 4008224664769 | Profi-Pack: 5 cover frame for horizontal and vertical , installation, 2-fold, ATHENIS, anthracite | 61.0577 | 35 | 1 | pc. | 1 | pc. | 112 | 85389099990 | switch range | ATHENIS
402629067 | 4008224586665 | Cover frame 2-fold for vertical and horizontal installation | 11.1154 | 35 | 1 | pc. | 5 | pc. | 112 | 85389099990 | switch range | ATHENIS
402629081 | 4008224651226 | ATHENIS - 2-fold cover frame, protection class IP44, colour: anthracite | 11.1154 | 35 | 1 | pc. | 5 | pc. | 112 | 85389099990 | switch range | ATHENIS IP44
402629108 | 4008224664721 | Profi-Pack: 5 cover frame for horizontal and vertical , installation, 2-fold, ATHENIS, pure-white | 45.7692 | 35 | 1 | pc. | 1 | pc. | 112 | 85389099990 | switch range | ATHENIS
402647069 | 4008224586412 | Cover frame 2-fold for vertical and horizontal installation | 12.4231 | 35 | 1 | pc. | 5 | pc. | 112 | 85389099990 | switch range | ATHENIS
402647083 | 4008224651233 | ATHENIS - 2-fold cover frame, protection class IP44, colour: steel | 12.4231 | 35 | 1 | pc. | 5 | pc. | 112 | 85389099990 | switch range | ATHENIS IP44
402647100 | 4008224664745 | Profi-Pack: 5 cover frame for horizontal and vertical , installation, 2-fold, ATHENIS, colour: steel | 61.0577 | 35 | 1 | pc. | 1 | pc. | 112 | 85389099990 | switch range | ATHENIS
402715069 | 4008224586450 | Cover frame 3-fold for vertical and horizontal installation | 19.1154 | 35 | 1 | pc. | 3 | pc. | 112 | 85389099990 | switch range | ATHENIS
402715083 | 4008224651271 | ATHENIS - 3-fold cover frame, protection class IP44, colour: pure-white | 19.1154 | 35 | 1 | pc. | 3 | pc. | 112 | 85389099990 | switch range | ATHENIS IP44
402729060 | 4008224586672 | Cover frame 3-fold for vertical and horizontal installation | 17.5385 | 35 | 1 | pc. | 3 | pc. | 112 | 85389099990 | switch range | ATHENIS
402729084 | 4008224651257 | ATHENIS - 3-fold cover frame, protection class IP44, colour: anthracite | 17.5385 | 35 | 1 | pc. | 3 | pc. | 112 | 85389099990 | switch range | ATHENIS IP44
402747062 | 4008224586429 | Cover frame 3-fold for vertical and horizontal installation | 19.1154 | 35 | 1 | pc. | 3 | pc. | 112 | 85389099990 | switch range | ATHENIS
402747086 | 4008224651264 | ATHENIS - 3-fold cover frame, protection class IP44, colour: steel | 19.1154 | 35 | 1 | pc. | 3 | pc. | 112 | 85389099990 | switch range | ATHENIS IP44
402815062 | 4008224586887 | Cover frame 4-fold for vertical and horizontal installation | 27.0769 | 35 | 1 | pc. | 2 | pc. | 112 | 85389099990 | switch range | ATHENIS
402829063 | 4008224586863 | Cover frame 4-fold for vertical and horizontal installation | 23.6731 | 35 | 1 | pc. | 2 | pc. | 112 | 85389099990 | switch range | ATHENIS
402847065 | 4008224586870 | Cover frame 4-fold for vertical and horizontal installation | 29.7885 | 35 | 1 | pc. | 2 | pc. | 112 | 85389099990 | switch range | ATHENIS
404101062 | 4008224586337 | Cover frame 1-fold | 4.5192 | 35 | 1 | pc. | 10 | pc. | 112 | 85389099990 | switch range | RIVO
404115063 | 4008224640091 | Cover frame 1-fold for vertical and horizontal installation, RIVO, colour: anthracite | 4.3269 | 35 | 1 | pc. | 10 | pc. | 112 | 85389099990 | switch range | RIVO
404117065 | 4008224586290 | Cover frame 1-fold | 4.5192 | 35 | 1 | pc. | 10 | pc. | 112 | 85389099990 | switch range | RIVO
404201065 | 4008224586344 | Cover frame 2-fold for vertical and horizontal installation | 8.2308 | 35 | 1 | pc. | 5 | pc. | 112 | 85389099990 | switch range | RIVO
404215066 | 4008224640107 | Cover frame 2-fold for vertical and horizontal installation, RIVO, colour: anthracite | 7.9231 | 35 | 1 | pc. | 5 | pc. | 112 | 85389099990 | switch range | RIVO
404217068 | 4008224586306 | Cover frame 2-fold for vertical and horizontal installation | 8.2308 | 35 | 1 | pc. | 5 | pc. | 112 | 85389099990 | switch range | RIVO
404301068 | 4008224586351 | Cover frame 3-fold for vertical and horizontal installation | 13.7692 | 35 | 1 | pc. | 3 | pc. | 112 | 85389099990 | switch range | RIVO
404315069 | 4008224640114 | Cover frame 3-fold for vertical and horizontal installation, RIVO, colour: anthracite | 13.2885 | 35 | 1 | pc. | 3 | pc. | 112 | 85389099990 | switch range | RIVO
404317061 | 4008224586313 | Cover frame 3-fold for vertical and horizontal installation | 13.7692 | 35 | 1 | pc. | 3 | pc. | 112 | 85389099990 | switch range | RIVO
404401061 | 4008224586368 | Cover frame 4-fold for vertical and horizontal installation | 18.5577 | 35 | 1 | pc. | 2 | pc. | 112 | 85389099990 | switch range | RIVO
404415062 | 4008224640121 | Cover frame 4-fold for vertical and horizontal installation, RIVO, colour: anthracite | 17.9038 | 35 | 1 | pc. | 2 | pc. | 112 | 85389099990 | switch range | RIVO
404417064 | 4008224586320 | Cover frame 4-fold for vertical and horizontal installation | 18.5577 | 35 | 1 | pc. | 2 | pc. | 112 | 85389099990 | switch range | RIVO
404501088 | 4008224577724 | Profi-Pack: 10 Cover frame for horizontal and vertical installation, 1- fold, RIVO, cream | 39.8269 | 35 | 1 | pc. | 1 | pc. | 112 | 85389099990 | switch range | RIVO
404515058 | 4008224640275 | Cover frame 1-fold for vertical and horizontal installation, RIVO, colour: anthracite content: 10 pcs. | 38.3077 | 35 | 1 | pc. | 1 | pc. | 112 | 85389099990 | switch range | RIVO
404517050 | 4008224577458 | Profi-Pack: 10 Cover frame for horizontal and vertical installation, 1- fold, RIVO, white | 39.8269 | 35 | 1 | pc. | 1 | pc. | 112 | 85389099990 | switch range | RIVO
404601050 | 4008224577748 | Profi-Pack: 5 Cover frames 2-fold for horizontal and vertical installation | 37.2308 | 35 | 1 | pc. | 1 | pc. | 112 | 85389099990 | switch range | RIVO
404615051 | 4008224640282 | Cover frame 2-fold for vertical and horizontal installation, RIVO, colour: anthracite content: 5 pcs. | 35.7692 | 35 | 1 | pc. | 1 | pc. | 112 | 85389099990 | switch range | RIVO
405002009 | 4008224589017 | Cover frame for horizontal and vertical installation, 1-fold, CADIZ, arctic-white | 2.9615 | 35 | 1 | pc. | 10 | pc. | 112 | 85389099990 | switch range | CADIZ
405102002 | 4008224589024 | Cover frame for horizontal and vertical installation, 2-fold, CADIZ, arctic-white | 5.3077 | 35 | 1 | pc. | 10 | pc. | 112 | 85389099990 | switch range | CADIZ
405202005 | 4008224589031 | Cover frame for horizontal and vertical installation, 3-fold, CADIZ, arctic-white | 8.4231 | 35 | 1 | pc. | 5 | pc. | 112 | 85389099990 | switch range | CADIZ
405302015 | 4008224661164 | ATHENIS - Glass-cover frame for horizontal and vertical installation, 1-fold, colour: white | 93.0385 | 35 | 1 | pc. | 1 | pc. | 112 | 85389099990 | switch range | ATHENIS
405305018 | 4008224661171 | ATHENIS - Glass-cover frame for horizontal and vertical installation, 1-fold, colour: black | 93.0385 | 35 | 1 | pc. | 1 | pc. | 112 | 85389099990 | switch range | ATHENIS
405308011 | 4008224589666 | ATHENIS - Glass-cover frame for horizontal and vertical installation, 1-fold, colour: mint | 74.4615 | 35 | 1 | pc. | 1 | pc. | 112 | 85389099990 | switch range | ATHENIS
405402018 | 4008224661188 | ATHENIS - glass-cover frame for horizontal and vertical installation 2-fold, colour: white | 152.0962 | 35 | 1 | pc. | 1 | pc. | 112 | 85389099990 | switch range | ATHENIS
405405011 | 4008224661195 | ATHENIS - glass-cover frame for horizontal and vertical installation 2-fold, colour: black | 152.0962 | 35 | 1 | pc. | 1 | pc. | 112 | 85389099990 | switch range | ATHENIS
405408014 | 4008224589673 | ATHENIS - glass-cover frame for horizontal and vertical installation 2-fold, colour: mint | 120.9615 | 35 | 1 | pc. | 1 | pc. | 112 | 85389099990 | switch range | ATHENIS
405502011 | 4008224661201 | ATHENIS - glass-cover frame for horizontal and vertical installation 3-fold, colour: white | 257.6154 | 35 | 1 | pc. | 1 | pc. | 112 | 85389099990 | switch range | ATHENIS
405505014 | 4008224661218 | ATHENIS - glass-cover frame for horizontal and vertical installation 3-fold, colour: black | 257.6154 | 35 | 1 | pc. | 1 | pc. | 112 | 85389099990 | switch range | ATHENIS
405508017 | 4008224589680 | ATHENIS - glass-cover frame for horizontal and vertical installation 3-fold, colour: mint | 207.9423 | 35 | 1 | pc. | 1 | pc. | 112 | 85389099990 | switch range | ATHENIS
490015186 | 4008224649711 | ATHENIS - Rocker pad without lens for off switch, universal switch, cross switch, button, protection class IP20, colour: anthracite | 15.0962 | 35 | 1 | pc. | 5 | pc. | 112 | 85389099990 | switch range | ATHENIS
490047189 | 4008224623544 | ATHENIS - Rocker pad without lens for off switch, universal switch, cross switch, button, protection class IP20, colour: steel | 15.0962 | 35 | 1 | pc. | 5 | pc. | 112 | 85389099990 | switch range | ATHENIS
490093180 | 4008224649728 | ATHENIS - Rocker pad with lens for off switch, universal switch, cross switch, button, protection class IP20, colour: anthracite | 16.9615 | 35 | 1 | pc. | 5 | pc. | 112 | 85389099990 | switch range | ATHENIS
490315185 | 4008224649735 | ATHENIS - Double rocker pad for series switches, changeover/changeover switches, double buttons, protection class IP20, colour: anthracite | 18.2692 | 35 | 1 | pc. | 5 | pc. | 112 | 85389099990 | switch range | ATHENIS
490329186 | 4008224623520 | Antenna socket TV/RF/SAT single and lead line socket for single units and decoupled lead lines for satellite and cable TV, suitable for digital signals, ATHENIS, steel-colour | 16.3077 | 35 | 1 | pc. | 5 | pc. | 112 | 85389099990 | switch range | ATHENIS
490347188 | 4008224623568 | Antenna socket TV/RF/SAT single and lead line socket for single units and decoupled lead lines for satellite and cable TV, suitable for digital signals, ATHENIS, steel-colour | 18.0385 | 35 | 1 | pc. | 5 | pc. | 112 | 85389099990 | switch range | ATHENIS
490388187 | 4008224623537 | ATHENIS - double rocker pad with symbol "arrow", for blind switches, protection class IP20, colour: pure white | 15.9423 | 35 | 1 | pc. | 5 | pc. | 112 | 85389099990 | switch range | ATHENIS
490399185 | 4008224649742 | ATHENIS - Double rocker pad, symbol "arrow", for series switches, changeover/changeover switches, double buttons, protection class IP20, colour: anthracite | 17.75 | 35 | 1 | pc. | 5 | pc. | 112 | 85389099990 | switch range | ATHENIS
490615184 | 4008224616850 | ATHENIS - Cover for a push-change dimmer, consisting of rotary knob and cover, protection class IP20, colour: anthracite | 29.2115 | 35 | 1 | pc. | 5 | pc. | 112 | 85389099990 | switch range | ATHENIS
490620186 | 4008224616843 | ATHENIS - Cover for a push-change dimmer, consisting of rotary knob and cover, protection class IP20, colour: steel | 29.2115 | 35 | 1 | pc. | 5 | pc. | 112 | 85389099990 | switch range | ATHENIS
490629185 | 4008224616836 | ATHENIS - Cover for a push-change dimmer, consisting of rotary knob and cover, protection class IP20, colour: pure white | 26.5385 | 35 | 1 | pc. | 5 | pc. | 112 | 85389099990 | switch range | ATHENIS
490632185 | 4008224673280 | ATHENIS - cover for pressure changeover dimmer, two-part, consisting of rotary knob and cover, protection class IP20, colour: arctic white matt | 29.2115 | 35 | 1 | pc. | 5 | pc. | 112 | 85389099990 | switch range | ATHENIS
490634187 | 4008224673297 | ATHENIS - cover for pressure changeover dimmer, two-part, consisting of rotary knob and cover, protection class IP20, colour: arctic white matt | 29.2115 | 35 | 1 | pc. | 5 | pc. | 112 | 85389099990 | switch range | ATHENIS
490650187 | 4008224673303 | ATHENIS - dimmer cover for push dimmer - colour: black matt | 29.2115 | 35 | 1 | pc. | 5 | pc. | 112 | 85389099990 | switch range | ATHENIS
491929185 | 4008224593106 | Cover plate for antenna socket TV/RF, included: 3 screws (1 piece M3x13mm, M3x16mm, M3x25mm), suitable for all leading manufacturers, VENEDIG, pure-white | 18.5577 | 35 | 1 | pc. | 5 | pc. | 112 | 85291095000 | switch range | VENEDIG
491943183 | 4008224592819 | Cover plate for antenna socket TV/RF, included: 3 screws (1 piece M3x13mm, M3x16mm, M3x25mm), suitable for all leading manufacturers, VENEDIG, platinum | 20.2115 | 35 | 1 | pc. | 5 | pc. | 112 | 85291095000 | switch range | VENEDIG
492029189 | 4008224593120 | Cover plate for antenna socket TV/RF/SAT, included: 3 screw (1 piece M3x13mm, M3x16mm, M3x25mm), suitable for all leading manufacturers, VENIDIG, pure-white | 18.5577 | 35 | 1 | pc. | 5 | pc. | 112 | 85291095000 | switch range | VENEDIG
492043187 | 4008224592833 | Cover plate for antenna socket TV/RF/SAT, included: 3 screw (1 piece M3x13mm, M3x16mm, M3x25mm), suitable for all leading manufacturers, VENIDIG, platinum | 20.2115 | 35 | 1 | pc. | 5 | pc. | 112 | 85291095000 | switch range | VENEDIG
492829183 | 4008224637183 | ATHENIS - cover for double dimmer, colour: pure white | 12.9808 | 35 | 1 | pc. | 5 | pc. | 112 | 85389099990 | switch range | ATHENIS
492832183 | 4008224673310 | ATHENIS - cover for double dimmer, colour: arctic white matt | 30.5385 | 35 | 1 | pc. | 3 | pc. | 112 | 85389099990 | switch range | ATHENIS
492834185 | 4008224673327 | ATHENIS - cover for double dimmer, colour: matt grey | 30.5385 | 35 | 1 | pc. | 5 | pc. | 112 | 85389099990 | switch range | ATHENIS
492850185 | 4008224673334 | ATHENIS - cover for double dimmer, colour: black matt | 30.5385 | 35 | 1 | pc. | 5 | pc. | 112 | 85389099990 | switch range | ATHENIS
493301187 | 4008224644921 | EUROPA - Cover plate for dimmer with rocker universal switch - colour: creme white | 19.0769 | 35 | 1 | pc. | 5 | pc. | 112 | 85389099990 | switch range | EUROPA
493313186 | 4008224644914 | EUROPA - Cover plate for dimmer with rocker universal switch - colour: arctic white | 19.0769 | 35 | 1 | pc. | 5 | pc. | 112 | 85389099990 | switch range | EUROPA
493329189 | 4008224644938 | VENEDIG - Cover plate for dimmer with rocker universal switch - colour: pure white | 26.9038 | 35 | 1 | pc. | 5 | pc. | 112 | 85389099990 | switch range | VENEDIG
493343187 | 4008224644945 | VENEDIG - Cover plate for dimmer with rocker universal switch - colour: platinum | 29.3269 | 35 | 1 | pc. | 5 | pc. | 112 | 85389099990 | switch range | VENEDIG
493417183 | 4008224651165 | MILANO - Duo Dimmer cover, colour: white | 21.6346 | 35 | 1 | pc. | 5 | pc. | 112 | 85389099990 | switch range | MILANO
533501081 | 4008224374736 | Series switch, 10AX, 250V~, single unit, cream-white | 22.2885 | 35 | 1 | pc. | 5 | pc. | 112 | 85365080900 | switch range | STANDARD flush-mounted
533601084 | 4008222999665 | Universal switch (off and change-over switch), 10AX, 250V~, single unit, cream-white | 12.5192 | 35 | 1 | pc. | 10 | pc. | 112 | 85365080900 | switch range | STANDARD flush-mounted
581601056 | 4008224577502 | Profi-Pack: 4 Universal switch (off and change-over switch), 10AX, 250V~, RIVO, cream | 64.2115 | 35 | 1 | pc. | 1 | pc. | 112 | 85365080900 | switch range | RIVO
581615057 | 4008224640237 | RIVO - Profi-Pack: 4 Universal switch (off and change-over switch) - 10 AX, 250 V~, colour: anthracite | 61.8462 | 35 | 1 | pc. | 1 | pc. | 112 | 85365080900 | switch range | RIVO
581617059 | 4008224577229 | RIVO - Profi-Pack: 4 Universal switch (off and change-over switch) - 10 AX, 250 V~, colour: pure white | 64.2115 | 35 | 1 | pc. | 1 | pc. | 112 | 85365080900 | switch range | RIVO
585301082 | 4008224577564 | Double change-over switch, 10AX, 250V, RIVO, cream | 41.3462 | 35 | 1 | pc. | 3 | pc. | 112 | 85365080900 | switch range | RIVO
585315083 | 4008224639989 | RIVO - Double change-over switch - 10 AX, 250 V~, colour: anthracite | 39.75 | 35 | 1 | pc. | 3 | pc. | 112 | 85365080900 | switch range | RIVO
585317085 | 4008224577281 | Double change-over switch, 10AX, 250V, RIVO, white | 41.3462 | 35 | 1 | pc. | 3 | pc. | 112 | 85365080900 | switch range | RIVO
585501088 | 4008224577571 | Series switch, 10AX, 250V~, RIVO, cream | 25.1154 | 35 | 1 | pc. | 3 | pc. | 112 | 85365080900 | switch range | RIVO
585515089 | 4008224639927 | RIVO - Series switch - 10 AX, 250 V~, colour: anthracite | 24.1346 | 35 | 1 | pc. | 3 | pc. | 112 | 85365080900 | switch range | RIVO
585517081 | 4008224577298 | Series switch, 10AX, 250V~, RIVO, white | 25.1154 | 35 | 1 | pc. | 3 | pc. | 112 | 85365080900 | switch range | RIVO
585601081 | 4008224577496 | Universal switch (off and change-over switch), 10AX, 250V~, RIVO, cream | 17.2692 | 35 | 1 | pc. | 10 | pc. | 112 | 85365080900 | switch range | RIVO
585615082 | 4008224639910 | RIVO - Universal switch (off and change-over switch) - 10 AX, 250 V~, colour: anthracite | 16.6538 | 35 | 1 | pc. | 10 | pc. | 112 | 85365080900 | switch range | RIVO
585617084 | 4008224577212 | RIVO - Universal switch (off and change-over switch) - 10 AX, 250 V~, colour: pure white | 17.2692 | 35 | 1 | pc. | 10 | pc. | 112 | 85365080900 | switch range | RIVO
585650085 | 4008224640244 | RIVO - Universal switch (off and change-over switch) - illuminated flush, 10 AX, 250 V~, colour: anthracite | 29.5 | 35 | 1 | pc. | 3 | pc. | 112 | 85365080900 | switch range | RIVO
585667089 | 4008224577533 | Universal switch (off and change-over switch),illuminated flush, 10AX, 250V~, RIVO, cream | 30.6731 | 35 | 1 | pc. | 3 | pc. | 112 | 85365080900 | switch range | RIVO
585671080 | 4008224577250 | RIVO - Universal switch (off and change-over switch) - illuminated, 10 AX, 250 V~, colour: pure white | 30.6731 | 35 | 1 | pc. | 3 | pc. | 112 | 85365080900 | switch range | RIVO
585701084 | 4008224577526 | Cross switch, 10AX, 250V~, RIVO, cream | 30.6731 | 35 | 1 | pc. | 3 | pc. | 112 | 85365080900 | switch range | RIVO
585715085 | 4008224639941 | RIVO - Cross switch - 10 AX, 250 V~, colour: anthracite | 29.5 | 35 | 1 | pc. | 3 | pc. | 112 | 85365080900 | switch range | RIVO
585717087 | 4008224577243 | RIVO - Cross switch - 10 AX, 250 V~, colour: pure white | 30.6731 | 35 | 1 | pc. | 3 | pc. | 112 | 85365080900 | switch range | RIVO
586301083 | 4008224577519 | Pushbutton switch | 21.4615 | 35 | 1 | pc. | 3 | pc. | 112 | 85365080900 | switch range | RIVO
586315084 | 4008224639958 | Pushbutton switch, RIVO, colour: anthracite | 20.6538 | 35 | 1 | pc. | 3 | pc. | 112 | 85365080900 | switch range | RIVO
586317086 | 4008224577236 | Pushbutton switch | 21.4615 | 35 | 1 | pc. | 3 | pc. | 112 | 85365080900 | switch range | RIVO
586350087 | 4008224639965 | RIVO - Pushbutton switch - illuminated, 10 AX, 250 V~, colour: anthracite | 30.8654 | 35 | 1 | pc. | 3 | pc. | 112 | 85365080900 | switch range | RIVO
586367081 | 4008224577540 | Pushbutton switch, illuminated, 10AX, 250V~, RIVO, cream | 32.1154 | 35 | 1 | pc. | 3 | pc. | 112 | 85365080900 | switch range | RIVO
586371082 | 4008224577267 | RIVO - Pushbutton switch - illuminated, 10 AX, 250 V~, colour: pure white | 32.1154 | 35 | 1 | pc. | 3 | pc. | 112 | 85365080900 | switch range | RIVO
586501089 | 4008224577588 | Venetian switch, 10AX, 250V~, RIVO, cream | 46.9038 | 35 | 1 | pc. | 3 | pc. | 112 | 85365080900 | switch range | RIVO
586515080 | 4008224639934 | RIVO - Venetian switch - 10 AX, 250 V~, colour: anthracite | 45.1154 | 35 | 1 | pc. | 3 | pc. | 112 | 85365080900 | switch range | RIVO
586517082 | 4008224577304 | Venetian switch, 10AX, 250V~, RIVO, white | 46.9038 | 35 | 1 | pc. | 3 | pc. | 112 | 85365080900 | switch range | RIVO
586650086 | 4008224639972 | RIVO - Control switch (off and change-over switch) - illuminated, 10 AX, 250 V~, colour: anthracite | 38.4423 | 35 | 1 | pc. | 3 | pc. | 112 | 85365080900 | switch range | RIVO
586667080 | 4008224577557 | Control switch (off and change-over switch), illuminated, 10AX, 250V~, RIVO, cream | 39.9038 | 35 | 1 | pc. | 3 | pc. | 112 | 85365080900 | switch range | RIVO
586671081 | 4008224577274 | Control switch (off and change-over switch), illuminated, 10AX, 250V~, RIVO, white | 39.9038 | 35 | 1 | pc. | 3 | pc. | 112 | 85365080900 | switch range | RIVO
587315085 | 4008224578790 | ATHENIS - Double changeover switch, nominal voltage 250V~, switching capacity 10AX, protection class IP20, colour: anthracite | 50.2692 | 35 | 1 | pc. | 3 | pc. | 112 | 85365080900 | switch range | ATHENIS
587329086 | 4008224584982 | ATHENIS - Double changeover switch, nominal voltage 250V~, switching capacity 10AX, protection class IP20, colour: pure white | 47.5192 | 35 | 1 | pc. | 3 | pc. | 112 | 85365080900 | switch range | ATHENIS
587347088 | 4008224579308 | ATHENIS - Double changeover switch, nominal voltage 250V~, switching capacity 10AX, protection class IP20, colour: steel | 50.2692 | 35 | 1 | pc. | 3 | pc. | 112 | 85365080900 | switch range | ATHENIS
587515081 | 4008224578806 | ATHENIS - Series switch, nominal voltage 250V~, switching capacity 10AX, protection class IP20, colour: anthracite | 36.2885 | 35 | 1 | pc. | 3 | pc. | 112 | 85365080900 | switch range | ATHENIS
587529082 | 4008224584999 | ATHENIS - Series switch, nominal voltage 250V~, switching capacity 10AX, protection class IP20, colour: pure white | 33.4808 | 35 | 1 | pc. | 3 | pc. | 112 | 85365080900 | switch range | ATHENIS
587547084 | 4008224579315 | ATHENIS - Series switch, nominal voltage 250V~, switching capacity 10AX, protection class IP20, colour: steel | 36.2885 | 35 | 1 | pc. | 3 | pc. | 112 | 85365080900 | switch range | ATHENIS
587615084 | 4008224578721 | ATHENIS - Universal switch, nominal voltage 250V~, switching capacity 10AX, protection class IP20, colour: anthracite | 25.1154 | 35 | 1 | pc. | 10 | pc. | 112 | 85365080900 | switch range | ATHENIS
587629085 | 4008224584913 | ATHENIS - Universal switch, nominal voltage 250V~, switching capacity 10AX, protection class IP20, colour: pure white | 23.4038 | 35 | 1 | pc. | 10 | pc. | 112 | 85365080900 | switch range | ATHENIS
587647087 | 4008224579230 | ATHENIS - Universal switch, nominal voltage 250V~, switching capacity 10AX, protection class IP20, colour: steel | 25.1154 | 35 | 1 | pc. | 10 | pc. | 112 | 85365080900 | switch range | ATHENIS
587650087 | 4008224672320 | ATHENIS - Universal switch, nominal voltage 250V~, switching capacity 10AX, protection class IP20, colour: black matt | 25.1154 | 35 | 1 | pc. | 10 | pc. | 112 | 85365080900 | switch range | ATHENIS
587665089 | 4008224578752 | ATHENIS - Universal switch, nominal voltage 250V~, switching capacity 10AX, protection class IP20, colour: anthracite | 39.1154 | 35 | 1 | pc. | 3 | pc. | 112 | 85365080900 | switch range | ATHENIS
587668082 | 4008224579278 | ATHENIS - Universal switch, nominal voltage 250V~, switching capacity 10AX, protection class IP20, colour: steel | 39.1154 | 35 | 1 | pc. | 3 | pc. | 112 | 85365080900 | switch range | ATHENIS
587692087 | 4008224584951 | ATHENIS - Universal switch, nominal voltage 250V~, switching capacity 10AX, protection class IP20, colour: pure white | 36.2885 | 35 | 1 | pc. | 3 | pc. | 112 | 85365080900 | switch range | ATHENIS
587715087 | 4008224578745 | ATHENIS - Cross switch, nominal voltage 250V~, switching capacity 10AX, protection class IP20, colour: anthracite | 39.1154 | 35 | 1 | pc. | 3 | pc. | 112 | 85365080900 | switch range | ATHENIS
587729088 | 4008224584944 | ATHENIS - Cross switch, nominal voltage 250V~, switching capacity 10AX, protection class IP20, colour: pure white | 36.2885 | 35 | 1 | pc. | 3 | pc. | 112 | 85365080900 | switch range | ATHENIS
587747080 | 4008224579261 | ATHENIS - Cross switch, nominal voltage 250V~, switching capacity 10AX, protection class IP20, colour: steel | 39.1154 | 35 | 1 | pc. | 3 | pc. | 112 | 85365080900 | switch range | ATHENIS
588315086 | 4008224578738 | ATHENIS - Push button, nominal voltage 250V~, switching capacity 10AX, protection class IP20, colour: anthracite | 27.1154 | 35 | 1 | pc. | 3 | pc. | 112 | 85365080900 | switch range | ATHENIS
588329087 | 4008224584937 | ATHENIS - Push button, nominal voltage 250V~, switching capacity 10AX, protection class IP20, colour: pure white | 24.25 | 35 | 1 | pc. | 3 | pc. | 112 | 85365080900 | switch range | ATHENIS
588347089 | 4008224579254 | ATHENIS - Push button, nominal voltage 250V~, switching capacity 10AX, protection class IP20, colour: steel | 27.1154 | 35 | 1 | pc. | 3 | pc. | 112 | 85365080900 | switch range | ATHENIS
588515082 | 4008224578813 | ATHENIS - Venetian blind switch, nominal voltage 250V~, switching capacity 10AX, protection class IP20, colour: anthracite | 55.9231 | 35 | 1 | pc. | 3 | pc. | 112 | 85365080900 | switch range | ATHENIS
588529083 | 4008224585002 | ATHENIS - Venetian blind switch, nominal voltage 250V~, switching capacity 10AX, protection class IP20, colour: pure white | 53.0385 | 35 | 1 | pc. | 3 | pc. | 112 | 85365080900 | switch range | ATHENIS
588547085 | 4008224579322 | ATHENIS - Venetian blind switch, nominal voltage 250V~, switching capacity 10AX, protection class IP20, colour: steel | 55.9231 | 35 | 1 | pc. | 3 | pc. | 112 | 85365080900 | switch range | ATHENIS
588665080 | 4008224578783 | ATHENIS - Control switch (off/changeover switch), with lens and inserted glow lamp (illuminated), nominal voltage 250V~, switching capacity 10AX, protection class IP20, colour: anthracite | 48.8846 | 35 | 1 | pc. | 3 | pc. | 112 | 85365080900 | switch range | ATHENIS
588668083 | 4008224579292 | ATHENIS - Control switch (off/changeover switch), with lens and inserted glow lamp (illuminated), nominal voltage 250V~, switching capacity 10AX, protection class IP20, colour: steel | 48.8846 | 35 | 1 | pc. | 3 | pc. | 112 | 85365080900 | switch range | ATHENIS
588692088 | 4008224584975 | ATHENIS - Control switch (off/changeover switch), with lens and inserted glow lamp (illuminated), nominal voltage 250V~, switching capacity 10AX, protection class IP20, colour: pure white | 46.1154 | 35 | 1 | pc. | 3 | pc. | 112 | 85365080900 | switch range | ATHENIS
589365082 | 4008224578776 | ATHENIS - Push button with illumination, nominal voltage 250V~, switching capacity 10AX, protection class IP20, colour: anthracite | 43.3077 | 35 | 1 | pc. | 3 | pc. | 112 | 85365080900 | switch range | ATHENIS
589368085 | 4008224579285 | ATHENIS - Push button with illumination, nominal voltage 250V~, switching capacity 10AX, protection class IP20, colour: steel | 43.3077 | 35 | 1 | pc. | 3 | pc. | 112 | 85365080900 | switch range | ATHENIS
589392080 | 4008224584968 | ATHENIS - Push button with illumination, nominal voltage 250V~, switching capacity 10AX, protection class IP20, colour: pure white | 40.5 | 35 | 1 | pc. | 3 | pc. | 112 | 85365080900 | switch range | ATHENIS
589615055 | 4008224578769 | ATHENIS - Profi-Pack: 4 Universal switch (off and change-over switch), 10AX, 250V~, colour: anthracite | 92.1346 | 35 | 1 | pc. | 1 | pc. | 112 | 85365080900 | switch range | ATHENIS
589629056 | 4008224584920 | ATHENIS - Profi-Pack: 4 Universal switch (off and change-over switch), 10AX, 250V~, colour: pure white | 83.7692 | 35 | 1 | pc. | 1 | pc. | 112 | 85365080900 | switch range | ATHENIS
589647058 | 4008224579483 | ATHENIS - Profi-Pack: 4 Universal switch (off and change-over switch), 10AX, 250V~, colour: steel | 92.1346 | 35 | 1 | pc. | 1 | pc. | 112 | 85365080900 | switch range | ATHENIS
600329086 | 4008224592994 | Double change over switch, 10AX, 250V~, VENEDIG, pure-white | 50.2692 | 35 | 1 | pc. | 3 | pc. | 112 | 85365080900 | switch range | VENEDIG
600343084 | 4008224592703 | Double change over switch, 10AX, 250V~, VENEDIG, platinum | 53.0385 | 35 | 1 | pc. | 3 | pc. | 112 | 85365080900 | switch range | VENEDIG
600529082 | 4008224593007 | Series switch, 10AX, 250V~, VENEDIG, pure-white | 34.9038 | 35 | 1 | pc. | 3 | pc. | 112 | 85365080900 | switch range | VENEDIG
600543080 | 4008224592710 | Series switch, 10AX, 250V~, VENEDIG, platinum | 36.2885 | 35 | 1 | pc. | 3 | pc. | 112 | 85365080900 | switch range | VENEDIG
600629085 | 4008224592925 | Switch (off and change-over), 10AX, 250V~, VENEDIG, pure-white | 25.9231 | 35 | 1 | pc. | 10 | pc. | 112 | 85365080900 | switch range | VENEDIG
600643083 | 4008224592635 | Switch (off and change-over), 10AX, 250V~, VENEDIG, platinum | 26.7692 | 35 | 1 | pc. | 10 | pc. | 112 | 85365080900 | switch range | VENEDIG
600692087 | 4008224592949 | Switch (off and change-over), illuminated, 10AX, 250V~, VENEDIG, pure-white | 39.1154 | 35 | 1 | pc. | 3 | pc. | 112 | 85365080900 | switch range | VENEDIG
600697082 | 4008224592659 | Switch (off and change-over), illuminated, 10AX, 250V~, VENEDIG, platinum | 40.5 | 35 | 1 | pc. | 3 | pc. | 112 | 85365080900 | switch range | VENEDIG
600729088 | 4008224592956 | Cross switch, 10AX, 250V~, VENEDIG, pure-white | 39.1154 | 35 | 1 | pc. | 3 | pc. | 112 | 85365080900 | switch range | VENEDIG
600743086 | 4008224592666 | Cross switch, 10AX, 250V~, VENEDIG, platinum | 40.5 | 35 | 1 | pc. | 3 | pc. | 112 | 85365080900 | switch range | VENEDIG
601329087 | 4008224592963 | Pushbutton switch, 10AX, 250V~, VENEDIG, pure-white | 26.5 | 35 | 1 | pc. | 3 | pc. | 112 | 85365080900 | switch range | VENEDIG
601343085 | 4008224592673 | Pushbutton switch, 10AX, 250V~, VENEDIG, platinum | 30.6731 | 35 | 1 | pc. | 3 | pc. | 112 | 85365080900 | switch range | VENEDIG
601392089 | 4008224592970 | Pushbutton switch, illuminated, 10AX, 250V~, VENEDIG, pure-white | 40.5 | 35 | 1 | pc. | 3 | pc. | 112 | 85365080900 | switch range | VENEDIG
601397084 | 4008224592680 | Pushbutton switch, illuminated, 10AX, 250V~, VENEDIG, platinum | 41.8846 | 35 | 1 | pc. | 3 | pc. | 112 | 85365080900 | switch range | VENEDIG
601529083 | 4008224593014 | Venetian switch, 10AX, 250V~, VENEDIG, pure-white | 54.5 | 35 | 1 | pc. | 3 | pc. | 112 | 85365080900 | switch range | VENEDIG
601543081 | 4008224592727 | Venetian switch, 10AX, 250V~, VENEDIG, platinum | 53.4423 | 35 | 1 | pc. | 3 | pc. | 112 | 85365080900 | switch range | VENEDIG
601692088 | 4008224592987 | Control switch, illuminated, 10AX, 250V~, VENEDIG, pure-white | 47.5192 | 35 | 1 | pc. | 3 | pc. | 112 | 85365080900 | switch range | VENEDIG
601697083 | 4008224592697 | Control switch, illuminated, 10AX, 250V~, VENEDIG, platinum | 50.2692 | 35 | 1 | pc. | 3 | pc. | 112 | 85365080900 | switch range | VENEDIG
602629056 | 4008224592932 | Profi-Pack: 4 Switches (off and change-over), 10AX, 250V~, VENEDIG, pure-white | 92.1346 | 35 | 1 | pc. | 1 | pc. | 112 | 85365080900 | switch range | VENEDIG
602643054 | 4008224592642 | Profi-Pack: 4 Switches (off and change-over), 10AX, 250V~, VENEDIG, platinum | 97.7308 | 35 | 1 | pc. | 1 | pc. | 112 | 85365080900 | switch range | VENEDIG
605613001 | 4008224589048 | Universal switch (off and change-over switch), 10AX, 250V~, PRAXIS BASIC, arctic-white | 9.75 | 35 | 1 | pc. | 10 | pc. | 112 | 85365080900 | switch range | CADIZ
606313003 | 4008224589079 | Pushbutton switch, 10AX, 250V~, CADIZ, arctic-white | 12.2308 | 35 | 1 | pc. | 5 | pc. | 112 | 85365080900 | switch range | CADIZ
613213080 | 9008226132087 | EUROPA - off switch - 2-pole, 10 AX, 250 V~, colour: arctic white | 27.9038 | 35 | 1 | pc. | 5 | pc. | 112 | 85365080900 | switch range | EUROPA
613301077 | 4008222906762 | Double change-over switch, 10AX, 250V~, EUROPA, cream-white | 37.6731 | 35 | 1 | pc. | 3 | pc. | 112 | 85365080900 | switch range | EUROPA
613313083 | 4008224351744 | Double change-over switch, 10AX, 250V~, EUROPA, arctic-white | 37.6731 | 35 | 1 | pc. | 3 | pc. | 112 | 85365080900 | switch range | EUROPA
613501066 | 4008224549479 | Series switch, 10AX, 250V~, EUROPA, cream-white | 23.4038 | 35 | 1 | pc. | 3 | pc. | 112 | 85365080900 | switch range | EUROPA
613513065 | 4008224549233 | Series switch, 10AX, 250V~, EUROPA, arctic-white | 23.4038 | 35 | 1 | pc. | 3 | pc. | 112 | 85365080900 | switch range | EUROPA
613601076 | 4008222906434 | Universal switch (off and change-over switch), 10AX, 250V~, EUROPA, cream-white | 14.4808 | 35 | 1 | pc. | 10 | pc. | 112 | 85365080900 | switch range | EUROPA
613613082 | 4008224137157 | Universal switch (off and change-over switch), 10AX, 250V~, EUROPA, arctic | 14.4808 | 35 | 1 | pc. | 10 | pc. | 112 | 85365080900 | switch range | EUROPA
613673077 | 4008222906274 | Universal switch (off and change-over switch), illuminable, 10AX, 250V~, EUROPA, cream- white | 16.7692 | 35 | 1 | pc. | 3 | pc. | 112 | 85365080900 | switch range | EUROPA
613698083 | 4008224137164 | Universal switch (off and change-over switch), illuminable, 10AX, 250V~, EUROPA, arctic- white | 16.7692 | 35 | 1 | pc. | 3 | pc. | 112 | 85365080900 | switch range | EUROPA
613701079 | 4008222906014 | Cross switch, 10AX, 250V~, EUROPA, cream-white | 27.9038 | 35 | 1 | pc. | 3 | pc. | 112 | 85365080900 | switch range | EUROPA
613713085 | 4008224137171 | Cross switch, 10AX, 250V~, EUROPA, arctic-white | 27.9038 | 35 | 1 | pc. | 3 | pc. | 112 | 85365080900 | switch range | EUROPA
614301061 | 4008224549462 | Pushbutton switch, 10AX, 250V~, EUROPA, cream-white | 18.6731 | 35 | 1 | pc. | 3 | pc. | 112 | 85365080900 | switch range | EUROPA
614313060 | 4008224549240 | Pushbutton switch, 10AX, 250V~, EUROPA, arctic-white | 18.6731 | 35 | 1 | pc. | 3 | pc. | 112 | 85365080900 | switch range | EUROPA
614373079 | 4008222905697 | Pushbutton switch, illuminable, 10AX, 250V~, EUROPA, cream-white | 20.9231 | 35 | 1 | pc. | 3 | pc. | 112 | 85365080900 | switch range | EUROPA
614398085 | 4008224137195 | Pushbutton, illuminable, 10AX, 250V~, EUROPA, arctic-white | 20.9231 | 35 | 1 | pc. | 3 | pc. | 112 | 85365080900 | switch range | EUROPA
614501074 | 4008222905444 | Venetian switch, 10AX, 250V~, EUROPA, cream-white | 44.6731 | 35 | 1 | pc. | 3 | pc. | 112 | 85365080900 | switch range | EUROPA
614513080 | 4008224351690 | Venetian switch, 10AX, 250V~, EUROPA, arctic-white | 44.6731 | 35 | 1 | pc. | 3 | pc. | 112 | 85365080900 | switch range | EUROPA
614601077 | 4008222905369 | Control switch (off and change-over switch), illuminated, 10AX, 250V~, EUROPA, cream-white | 36.2885 | 35 | 1 | pc. | 3 | pc. | 112 | 85365080900 | switch range | EUROPA
614613083 | 4008224137201 | Control switch (off and change-over switch), illuminated, 10AX, 250V~, EUROPA, arctic-white | 36.2885 | 35 | 1 | pc. | 3 | pc. | 112 | 85365080900 | switch range | EUROPA
616613054 | 4008224562621 | Profi-Pack: 4 Universal switches (off and change-over switch), 10AX, 250V~, MILANO, white | 78.2115 | 35 | 1 | pc. | 1 | pc. | 112 | 85365080900 | switch range | MILANO
616620010 | 4008224462891 | Profi-Pack: 4 Universal switches (off and change-over switch), 10AX, 250V~, MILANO, steel-colour | 83.7692 | 35 | 1 | pc. | 1 | pc. | 112 | 85365080900 | switch range | MILANO
617601056 | 4008222174222 | Profi-Pack: 4 Universal switches (off and change-over switch), 10AX, 250V~, EUROPA, cream-white | 53.0385 | 35 | 1 | pc. | 1 | pc. | 112 | 85365080900 | switch range | EUROPA
617613086 | 4008224137218 | Profi-Pack: 4 Universal switches (off and change-over switch), 10AX, 250V~, EUROPA, arctic-white | 53.0385 | 35 | 1 | pc. | 1 | pc. | 112 | 85365080900 | switch range | EUROPA
618313088 | 4008224562683 | Double change-over switch, 10AX, 250V~, MILANO, white | 43.3077 | 35 | 1 | pc. | 3 | pc. | 112 | 85365080900 | switch range | MILANO
618320082 | 4008224463010 | Double change-over switch, 10AX, 250V~, MILANO, steel-colour | 47.5192 | 35 | 1 | pc. | 3 | pc. | 112 | 85365080900 | switch range | MILANO
618513084 | 4008224562690 | Series switch, 10AX, 250V~, MILANO, white | 29.8654 | 35 | 1 | pc. | 3 | pc. | 112 | 85365080900 | switch range | MILANO
618520088 | 4008224463034 | Serie switch, 10AX, 250V~, MILANO, steel-colour | 33.4808 | 35 | 1 | pc. | 3 | pc. | 112 | 85365080900 | switch range | MILANO
618530085 | 4008224561624 | Series switch, 10AX, 250V~, MILANO, oak natural-coloured | 70.6731 | 35 | 1 | pc. | 3 | pc. | 112 | 85365080900 | switch range | MILANO
618530535 | 9008226185304 | Series switch ONT oak | 70.6731 | 35 | 1 | pc. | 5 | pc. | 112 | 85365080900 | switch range | ONTARIO
618531086 | 4008224524629 | Series switch, 10AX, 250V~, MILANO, beech | 70.6731 | 35 | 1 | pc. | 3 | pc. | 112 | 85365080900 | switch range | MILANO
618531543 | 9008226185052 | Series switch ONT beech | 70.6731 | 35 | 1 | pc. | 5 | pc. | 112 | 85365080900 | switch range | ONTARIO
618537082 | 4008224561464 | Series switch, 10AX, 250V~, MILANO, wenge-colour | 70.6731 | 35 | 1 | pc. | 3 | pc. | 112 | 85365080900 | switch range | MILANO
618539084 | 4008224524469 | Series switch, 10AX, 250V~, MILANO, maple | 70.6731 | 35 | 1 | pc. | 3 | pc. | 112 | 85365080900 | switch range | MILANO
618539541 | 9008226185045 | Series switch ONT maple | 70.6731 | 35 | 1 | pc. | 5 | pc. | 112 | 85365080900 | switch range | ONTARIO
618613087 | 4008224562614 | Universal switch (off and change-over switch), 10AX, 250V~, MILANO, white | 21.4615 | 35 | 1 | pc. | 10 | pc. | 112 | 85365080900 | switch range | MILANO
618620081 | 4008224462877 | Universal switch (off and change-over switch), 10AX, 250V~, MILANO, steel-colour | 23.4038 | 35 | 1 | pc. | 10 | pc. | 112 | 85365080900 | switch range | MILANO
618630088 | 4008224561587 | Universal switch (off and change-over switch), 10AX, 250V~, MILANO, oak natural-coloured | 52.9808 | 35 | 1 | pc. | 5 | pc. | 112 | 85365080900 | switch range | MILANO
618630538 | 9008226186356 | Universal switch ONT oak | 52.9808 | 35 | 1 | pc. | 5 | pc. | 112 | 85365080900 | switch range | ONTARIO
618631089 | 4008224524421 | Universal switch (off and change-over switch), 10AX, 250V~, MILANO, beech | 52.9808 | 35 | 1 | pc. | 5 | pc. | 112 | 85365080900 | switch range | MILANO
618631546 | 9008226186073 | Universal switch ONT beech | 52.9808 | 35 | 1 | pc. | 10 | pc. | 112 | 85365080900 | switch range | ONTARIO
618637085 | 4008224561426 | Universal switch (off and change-over switch), 10AX, 250V~, MILANO, wenge-colour | 52.9808 | 35 | 1 | pc. | 5 | pc. | 112 | 85365080900 | switch range | MILANO
618639087 | 4008224524414 | Universal switch (off and change-over switch), 10AX, 250V~, MILANO, maple | 52.9808 | 35 | 1 | pc. | 5 | pc. | 112 | 85365080900 | switch range | MILANO
618639544 | 9008226186042 | Universal switch ONT maple | 52.9808 | 35 | 1 | pc. | 10 | pc. | 112 | 85365080900 | switch range | ONTARIO
618671087 | 4008224562638 | Universal switch (off and change-over switch), illuminated, 10AX, 250V~, MILANO, white | 34.9038 | 35 | 1 | pc. | 3 | pc. | 112 | 85365080900 | switch range | MILANO
618697087 | 4008224462914 | Universal switch (off and change-over switch), illuminated, 10AX, 250V~, MILANO, steel-colour | 36.2885 | 35 | 1 | pc. | 3 | pc. | 112 | 85365080900 | switch range | MILANO
618713080 | 4008224563314 | Cross switch, 10AX, 250V~, MILANO, white | 34.9038 | 35 | 1 | pc. | 3 | pc. | 112 | 85365080900 | switch range | MILANO
618720084 | 4008224462938 | Cross switch, 10AX, 250V~, MILANO, steel-colour | 36.2885 | 35 | 1 | pc. | 3 | pc. | 112 | 85365080900 | switch range | MILANO
618730081 | 4008224561594 | Cross switch, 10AX, 205V~, MILANO, oak natural-coloured | 79.5577 | 35 | 1 | pc. | 3 | pc. | 112 | 85365080900 | switch range | MILANO
618730531 | 9008226187308 | Cross switch ONT oak | 79.5577 | 35 | 1 | pc. | 3 | pc. | 112 | 85365080900 | switch range | ONTARIO
618731082 | 4008224524650 | Cross switch, 10AX, 250V~, MILANO, beech | 79.5577 | 35 | 1 | pc. | 3 | pc. | 112 | 85365080900 | switch range | MILANO
618731549 | 9008226187049 | Cross switch ONT beech | 79.5577 | 35 | 1 | pc. | 5 | pc. | 112 | 85365080900 | switch range | ONTARIO
618737088 | 4008224561433 | Cross switch, 10AX, 250V~, MILANO, wenge-colour | 79.5577 | 35 | 1 | pc. | 3 | pc. | 112 | 85365080900 | switch range | MILANO
618739080 | 4008224524438 | Cross switch, 10AX, 250v~, MILANO, maple | 79.5577 | 35 | 1 | pc. | 3 | pc. | 112 | 85365080900 | switch range | MILANO
618739547 | 9008226187032 | Cross switch ONT maple | 79.5577 | 35 | 1 | pc. | 5 | pc. | 112 | 85365080900 | switch range | ONTARIO
619313089 | 4008224562652 | Pushbutton switch, 10AX, 250V~, MILANO, white | 22.2885 | 35 | 1 | pc. | 3 | pc. | 112 | 85365080900 | switch range | MILANO
619320083 | 4008224462952 | Pushbutton switch, 10AX, 250V~, MILANO, steel-colour | 24.25 | 35 | 1 | pc. | 3 | pc. | 112 | 85365080900 | switch range | MILANO
619330080 | 4008224561600 | Pushbutton switch, 10AX, 250V~, MILANO, oak natural-coloured | 60.5 | 35 | 1 | pc. | 3 | pc. | 112 | 85365080900 | switch range | MILANO
619330530 | 9008226193255 | Push button ONT oak | 60.5 | 35 | 1 | pc. | 5 | pc. | 112 | 85365080900 | switch range | ONTARIO
619331081 | 4008224524643 | Pushbutton switch, 10AX, 250V~, MILANO, beech | 60.5 | 35 | 1 | pc. | 3 | pc. | 112 | 85365080900 | switch range | MILANO
619331548 | 9008226193064 | Push button ONT beech | 60.5 | 35 | 1 | pc. | 5 | pc. | 112 | 85365080900 | switch range | ONTARIO
619337087 | 4008224561440 | Pushbutton switch, 10AX, 250V~, MILANO, wenge-colour | 60.5 | 35 | 1 | pc. | 3 | pc. | 112 | 85365080900 | switch range | MILANO
619339089 | 4008224524445 | Pushbutton switch, 10AX, 250V~, MILANO, maple | 60.5 | 35 | 1 | pc. | 3 | pc. | 112 | 85365080900 | switch range | MILANO
619339546 | 9008226193033 | Push button ONT maple | 60.5 | 35 | 1 | pc. | 5 | pc. | 112 | 85365080900 | switch range | ONTARIO
619371089 | 4008224562669 | Pushbutton switch, illuminated, 10AX, 250V~, MILANO, white | 36.2885 | 35 | 1 | pc. | 3 | pc. | 112 | 85365080900 | switch range | MILANO
619397089 | 4008224462976 | Pushbutton switch, illuminated, 10AX, 250V~, MILANO, steel-colour | 40.5 | 35 | 1 | pc. | 3 | pc. | 112 | 85365080900 | switch range | MILANO
619513085 | 4008224562706 | Venetian switch, 10AX, 250V~, MILANO, white | 48.8846 | 35 | 1 | pc. | 3 | pc. | 112 | 85365080900 | switch range | MILANO
619520089 | 4008224463058 | Venetian switch, 10AX, 250V~, MILANO, steel-colour | 53.0385 | 35 | 1 | pc. | 3 | pc. | 112 | 85365080900 | switch range | MILANO
619631080 | 4008224524636 | Control switch (off and change-over switch), illuminated, 10AX, 250V~, MILANO, beech | 88.3269 | 35 | 1 | pc. | 3 | pc. | 112 | 85365080900 | switch range | MILANO
619639088 | 4008224524452 | Control switch (off and change-over switch), illuminated, 10AX, 250V~, MILANO, maple | 88.3269 | 35 | 1 | pc. | 3 | pc. | 112 | 85365080900 | switch range | MILANO
619671088 | 4008224562676 | Control switch (off and change-over switch), illuminated, 10AX, 250V~, MILANO, white | 41.8846 | 35 | 1 | pc. | 3 | pc. | 112 | 85365080900 | switch range | MILANO
619678085 | 4008224561457 | Control switch (off and change-over switch), illuminated, 10AX, 250V~, MILANO, wenge-colour | 88.3269 | 35 | 1 | pc. | 3 | pc. | 112 | 85365080900 | switch range | MILANO
619679086 | 4008224561617 | Control switch (off and change-over switch), illuminated, 10AX, 250V~, MILANO, oak natural-coloured | 88.3269 | 35 | 1 | pc. | 3 | pc. | 112 | 85365080900 | switch range | MILANO
619697088 | 4008224462990 | Control switch (off and change-over switch), illuminated, 10AX, 250V~, MILANO, steel-colour | 46.1154 | 35 | 1 | pc. | 3 | pc. | 112 | 85365080900 | switch range | MILANO
619915089 | 4008224649797 | ATHENIS - 3-step rotary switch, without zero position, 16A, 250V, protection class IP20, colour: anthracite | 174.4615 | 35 | 1 | pc. | 2 | pc. | 112 | 85365080900 | switch range | ATHENIS
619929080 | 4008224649780 | ATHENIS - 3-step rotary switch, without zero position, 16A, 250V, protection class IP20, colour: pure white | 158.6154 | 35 | 1 | pc. | 2 | pc. | 112 | 85365080900 | switch range | ATHENIS
619947082 | 4008224649803 | ATHENIS - 3-step rotary switch, without zero position, 16A, 250V, protection class IP20, colour: steel | 174.4615 | 35 | 1 | pc. | 2 | pc. | 112 | 85365080900 | switch range | ATHENIS
620301088 | 4008224562126 | Double change-over switch, 10AX, 250V~, MALTA, white | 41.3462 | 35 | 1 | pc. | 3 | pc. | 112 | 85365080900 | switch range | MALTA
620313087 | 4008224561853 | Double change-over switch, 10AX, 250V~, MALTA, arctic-white | 41.3462 | 35 | 1 | pc. | 3 | pc. | 112 | 85365080900 | switch range | MALTA
620315089 | 4008224566896 | Double change-over switch, 10AX, 250V~, MALTA, anthracite/silver | 43.3077 | 35 | 1 | pc. | 3 | pc. | 112 | 85365080900 | switch range | MALTA
620320081 | 4008224564588 | Double change-over switch, 10AX, 250V~, MALTA (THAYA), silver | 43.3077 | 35 | 1 | pc. | 3 | pc. | 112 | 85365080900 | switch range | MALTA
620501084 | 4008224562133 | Series switch, 10AX, 250V~, MALTA (THAYA), white | 25.1154 | 35 | 1 | pc. | 3 | pc. | 112 | 85365080900 | switch range | MALTA
620513083 | 4008224561860 | Series switch, 10AX, 250V~, MALTA, arctic-white | 25.1154 | 35 | 1 | pc. | 3 | pc. | 112 | 85365080900 | switch range | MALTA
620515085 | 4008224566902 | Series switch, 10AX, 250V~, MALTA, anthracite/silver | 27.1154 | 35 | 1 | pc. | 3 | pc. | 112 | 85365080900 | switch range | MALTA
620520087 | 4008224564595 | Series switch, 10AX, 205V~, MALTA, silver | 27.1154 | 35 | 1 | pc. | 3 | pc. | 112 | 85365080900 | switch range | MALTA
620601087 | 4008224562058 | Universal switch (off and change-over switch), 10AX, 250V~, MALTA , white | 17.2692 | 35 | 1 | pc. | 10 | pc. | 112 | 85365080900 | switch range | MALTA
620613086 | 4008224561785 | Universal switch (off and change-over switch), 10AX, 250V~, MALTA, arctic-white | 17.2692 | 35 | 1 | pc. | 10 | pc. | 112 | 85365080900 | switch range | MALTA
620615088 | 4008224566834 | Universal switch (off and change-over switch), 10AX, 250V~, MALTA, anthracite/silver | 20.0769 | 35 | 1 | pc. | 10 | pc. | 112 | 85365080900 | switch range | MALTA
620620080 | 4008224564526 | Universal switch (off and change-over switch), 10AX, 250V~, MALTA, silver | 20.0769 | 35 | 1 | pc. | 10 | pc. | 112 | 85365080900 | switch range | MALTA
620665083 | 4008224567787 | Universal switch (off and change over switch), illuminated, 10AX, 250V~, MALTA, anthracite/silver | 32.4231 | 35 | 1 | pc. | 3 | pc. | 112 | 85365080900 | switch range | MALTA
620667085 | 4008224562072 | Universal switch (off and change-over switch), illuminated, 10AX, 250v~, MALTA, white | 30.6731 | 35 | 1 | pc. | 3 | pc. | 112 | 85365080900 | switch range | MALTA
620671086 | 4008224561808 | Universal switch (off and change over switch), illuminated, 10AX, 250V~, MALTA, arctic-white | 30.6731 | 35 | 1 | pc. | 3 | pc. | 112 | 85365080900 | switch range | MALTA
620677082 | 4008224564533 | Universal switch (off and change over switch), illuminated, 10AX, 250V~, MALTA, silver | 32.4231 | 35 | 1 | pc. | 3 | pc. | 112 | 85365080900 | switch range | MALTA
620701080 | 4008224562089 | Cross switch, 10AX, 250V~, MALTA, white | 30.6731 | 35 | 1 | pc. | 3 | pc. | 112 | 85365080900 | switch range | MALTA
620713089 | 4008224561815 | Cross switch, 10AX, 250V~, MALTA, arctic-white | 30.6731 | 35 | 1 | pc. | 3 | pc. | 112 | 85365080900 | switch range | MALTA
620715081 | 4008224566858 | Cross switch, 10AX, 250V~, MALTA, anthracite/silver | 32.4231 | 35 | 1 | pc. | 3 | pc. | 112 | 85365080900 | switch range | MALTA
620720083 | 4008224564540 | Cross switch, 10AX, 250V~, MALTA, silver | 32.4231 | 35 | 1 | pc. | 3 | pc. | 112 | 85365080900 | switch range | MALTA
621301089 | 4008224562096 | Pushbutton switch without illumination, 10AX, 250V~, MALTA, white | 21.4615 | 35 | 1 | pc. | 3 | pc. | 112 | 85365080900 | switch range | MALTA
621313088 | 4008224561822 | Pushbutton switch without illumination, 10AX, 250V~, THAYA, arctic-white | 21.4615 | 35 | 1 | pc. | 3 | pc. | 112 | 85365080900 | switch range | MALTA
621315080 | 4008224566865 | Pushbutton switch without illumination, 10AX, 250V~, THAYA, anthracite/silver | 22.2885 | 35 | 1 | pc. | 3 | pc. | 112 | 85365080900 | switch range | MALTA
621320082 | 4008224564557 | Pushbutton switch without illumination, 10AX, 250V~, MALTA, silver | 22.2885 | 35 | 1 | pc. | 3 | pc. | 112 | 85365080900 | switch range | MALTA
621365085 | 4008224566872 | Pushbutton switch, illuminated, 10AX, 250V~, MALTA, anthracite/silver | 34.3077 | 35 | 1 | pc. | 3 | pc. | 112 | 85365080900 | switch range | MALTA
621367087 | 4008224562102 | Pushbutton switch, illuminated, 10AX, 250V~, MALTA, white | 32.1154 | 35 | 1 | pc. | 3 | pc. | 112 | 85365080900 | switch range | MALTA
621371088 | 4008224561839 | Pushbutton switch, illuminated, 10AX, 250V~, MALTA, arctic-white | 32.1154 | 35 | 1 | pc. | 3 | pc. | 112 | 85365080900 | switch range | MALTA
621377084 | 4008224564564 | Pushbutton switch, illuminated, 10AX, 250V~, MALTA, silver | 34.3077 | 35 | 1 | pc. | 3 | pc. | 112 | 85365080900 | switch range | MALTA
621501085 | 4008224562140 | Venetian switch, 10AX, 250V~, MALTA (THAYA), white | 46.9038 | 35 | 1 | pc. | 3 | pc. | 112 | 85365080900 | switch range | MALTA
621513084 | 4008224561877 | Venetian switch, 10AX, 250V~, MALTA, arctic-white | 46.9038 | 35 | 1 | pc. | 3 | pc. | 112 | 85365080900 | switch range | MALTA
621515086 | 4008224566919 | Venetian switch, 10AX, 250V~, MALTA, anthracite/silver | 48.8846 | 35 | 1 | pc. | 3 | pc. | 112 | 85365080900 | switch range | MALTA
621520088 | 4008224564601 | Venetian switch, 10AX, 250V~, MALTA (THAYA), silver | 48.8846 | 35 | 1 | pc. | 3 | pc. | 112 | 85365080900 | switch range | MALTA
621665084 | 4008224566889 | Control switch (off and change-over switch), illuminated, 10AX, 250V~, MALTA, anthracite/silver | 41.8846 | 35 | 1 | pc. | 3 | pc. | 112 | 85365080900 | switch range | MALTA
621666085 | 4008224561846 | MALTA - control switch (off and change-over switch), illuminated, 10AX, 250V~, colour: arctic white | 39.9038 | 35 | 1 | pc. | 3 | pc. | 112 | 85365080900 | switch range | MALTA
621667086 | 4008224562119 | Control switch (off and change-over switch), illuminated, 10AX, 250V~, MALTA, white | 39.9038 | 35 | 1 | pc. | 3 | pc. | 112 | 85365080900 | switch range | MALTA
621677083 | 4008224564571 | Control switch (off and change-over switch), illuminated, 10AX, 250V~, MALTA, silver | 41.8846 | 35 | 1 | pc. | 3 | pc. | 112 | 85365080900 | switch range | MALTA
622605083 | 4008224562065 | Profi-Pack: 4 Universal switches (off and change-over switch), 10AX, 250V~, MALTA, white | 64.2115 | 35 | 1 | pc. | 1 | pc. | 112 | 85365080900 | switch range | MALTA
622613057 | 4008224562010 | Profi-Pack: 4 Universal switches (off and change-over switch), 10AX, 250V~, MALTA, arctic-white | 64.2115 | 35 | 1 | pc. | 1 | pc. | 112 | 85365080900 | switch range | MALTA
622615059 | 4008224566841 | Profi-Pack: 4 Universal switches (off and change over), 10AX, 250V~, MALTA, anthracite/silver | 69.8269 | 35 | 1 | pc. | 1 | pc. | 112 | 85365080900 | switch range | MALTA
622620052 | 4008224564519 | Profi-Pack: 4 Universal switches (off and change-over switch), 10AX, 250V~, MALTA, (THAYA), silver | 69.8269 | 35 | 1 | pc. | 1 | pc. | 112 | 85365080900 | switch range | MALTA
650250080 | 4008224656849 | PARIS off switch socket, 2-pole, matt black | 45.8077 | 35 | 1 | pc. | 3 | pc. | 112 | 85365080900 | switch range | PARIS
650302080 | 4008224454773 | Double change-over switch, 10AX, 250V~, PARIS, arctic-white | 43.3077 | 35 | 1 | pc. | 3 | pc. | 112 | 85365080900 | switch range | PARIS
650320082 | 4008224551816 | Double change-over switch, 10AX, 250V~, PARIS, silver | 43.3077 | 35 | 1 | pc. | 3 | pc. | 112 | 85365080900 | switch range | PARIS
650326088 | 4008224454780 | Double change-over switch, 10AX, 250V~, PARIS, rosewood brown | 43.3077 | 35 | 1 | pc. | 3 | pc. | 112 | 85365080900 | switch range | PARIS
650326538 | 9008226503276 | Double change-over switch, 10AX, 250V~, VIENNA, rosewood | 43.3462 | 35 | 1 | pc. | 3 | pc. | 112 | 85365080900 | switch range | VIENNA
650350083 | 4008224656894 | Double change-over switch, 10AX, 250V~, PARIS, black | 47.5 | 35 | 1 | pc. | 3 | pc. | 112 | 85365080900 | switch range | PARIS
650502062 | 4008224549271 | Series switch, 10AX, 250V~, PARIS, arctic-white | 27.1154 | 35 | 1 | pc. | 3 | pc. | 112 | 85365080900 | switch range | PARIS
650520088 | 4008224551830 | Series switch, 10AX, 250V~, PARIS, silver | 29.8654 | 35 | 1 | pc. | 3 | pc. | 112 | 85365080900 | switch range | PARIS
650526060 | 4008224549424 | Series switch, 10AX, 250V~, PARIS rosewood | 29.8654 | 35 | 1 | pc. | 3 | pc. | 112 | 85365080900 | switch range | PARIS
650526534 | 9008226505270 | Series switch, 10AX, 250V~, VIENNA, rosewood | 29.8269 | 35 | 1 | pc. | 5 | pc. | 112 | 85365080900 | switch range | VIENNA
650550089 | 4008224656900 | Series switch, 10AX, 250V~, PARIS, black | 32.4423 | 35 | 1 | pc. | 3 | pc. | 112 | 85365080900 | switch range | PARIS
650602089 | 4008224454636 | Universal switch (off and change-over switch), 10AX, 250V~, PARIS, arctic-white | 20.0769 | 35 | 1 | pc. | 10 | pc. | 112 | 85365080900 | switch range | PARIS
650620081 | 4008224551748 | Universal switch (off and change-over switch), 10AX, 250V~, PARIS, silver | 22.2885 | 35 | 1 | pc. | 10 | pc. | 112 | 85365080900 | switch range | PARIS
650626087 | 4008224454643 | Universal switch (off and change-over switch), 10AX, 250V~, PARIS, rosewood | 22.2885 | 35 | 1 | pc. | 10 | pc. | 112 | 85365080900 | switch range | PARIS
650626537 | 9008226506277 | Universal switch (off and change-over switch), 10AX, 250V~, VIENNA, rosewood | 34.2115 | 35 | 1 | pc. | 10 | pc. | 112 | 85365080900 | switch range | VIENNA
650650082 | 4008224656818 | Universal switch (off and change-over switch), 10AX, 250V~, PARIS, black | 24.0769 | 35 | 1 | pc. | 5 | pc. | 112 | 85365080900 | switch range | PARIS
650674080 | 4008224656825 | Universal switch (off and change-over switch), illuminated, 10AX, 250V~, PARIS, black | 38.0577 | 35 | 1 | pc. | 3 | pc. | 112 | 85365080900 | switch range | PARIS
650676082 | 4008224454681 | Universal switch (off and change-over switch), illuminated, 10AX, 250V~, PARIS, rosewood brown | 34.9038 | 35 | 1 | pc. | 3 | pc. | 112 | 85365080900 | switch range | PARIS
650676532 | 9008226506789 | Universal switch (off and change-over switch) illuminated, 10AX, 250V~, VIENNA, rosewood | 34.5 | 35 | 1 | pc. | 3 | pc. | 112 | 85365080900 | switch range | VIENNA
650677083 | 4008224551755 | Universal switch (off and change-over switch), illuminated, 10AX, 250V~, PARIS, silver | 34.9038 | 35 | 1 | pc. | 3 | pc. | 112 | 85365080900 | switch range | PARIS
650693083 | 4008224454674 | Universal switch (off and change-over switch), illuminated, 10AX, 250V~, PARIS, arctic-white | 32.4231 | 35 | 1 | pc. | 3 | pc. | 112 | 85365080900 | switch range | PARIS
650702082 | 4008224454698 | Cross switch, 10AX, 250V~, PARIS, arctic-white | 32.4231 | 35 | 1 | pc. | 3 | pc. | 112 | 85365080900 | switch range | PARIS
650720084 | 4008224551779 | Cross switch, 10AX, 250V~, PARIS, silver | 34.9038 | 35 | 1 | pc. | 3 | pc. | 112 | 85365080900 | switch range | PARIS
650726080 | 4008224454704 | Cross switch, 10AX, 250V~, PARIS, rosewood brown | 34.9038 | 35 | 1 | pc. | 3 | pc. | 112 | 85365080900 | switch range | PARIS
650726530 | 9008226507274 | Cross switch, 10AX, 250V~, VIENNA, rosewood | 34.4231 | 35 | 1 | pc. | 3 | pc. | 112 | 85365080900 | switch range | VIENNA
650750085 | 4008224656856 | Cross switch, 10AX, 250V~, PARIS, black | 38.0577 | 35 | 1 | pc. | 3 | pc. | 112 | 85365080900 | switch range | PARIS
651302067 | 4008224549288 | Pushbutton switch PARIS arctic-white | 22.2885 | 35 | 1 | pc. | 3 | pc. | 112 | 85365080900 | switch range | PARIS
651320083 | 4008224551786 | Pushbutton switch, 10AX, 250V~, PARIS, silver | 22.2885 | 35 | 1 | pc. | 3 | pc. | 112 | 85365080900 | switch range | PARIS
651326065 | 4008224549431 | Pushbutton switch, 10AX, 250V~, PARIS, rosewood | 22.2885 | 35 | 1 | pc. | 3 | pc. | 112 | 85365080900 | switch range | PARIS
651326539 | 9008226513275 | Profi-Pack: 4 Pushbutton switch, 10AX, 250V~, VIENNA, rosewood | 22.2885 | 35 | 1 | pc. | 5 | pc. | 112 | 85365011990 | switch range | VIENNA
651350084 | 4008224656863 | Pushbutton switch, 10AX, 250V~, PARIS, black | 26.9038 | 35 | 1 | pc. | 3 | pc. | 112 | 85365080900 | switch range | PARIS
651374082 | 4008224656870 | Pushbutton switch, illuminated, 10AX, 250V~, PARIS, black | 39.1346 | 35 | 1 | pc. | 3 | pc. | 112 | 85365080900 | switch range | PARIS
651376084 | 4008224454742 | Pushbutton switch, illuminated, 10AX, 250V~, PARIS, rosewood brown | 36.2885 | 35 | 1 | pc. | 3 | pc. | 112 | 85365080900 | switch range | PARIS
651376534 | 9008226513770 | Pushbutton switch, illuminated, 10AX, 250V~, VIENNA, rosewood | 35.6538 | 35 | 1 | pc. | 3 | pc. | 112 | 85365080900 | switch range | VIENNA
651377085 | 4008224551793 | Pushbutton switch, illuminated, 10AX, 250V~, PARIS, silver | 36.2885 | 35 | 1 | pc. | 3 | pc. | 112 | 85365080900 | switch range | PARIS
651393085 | 4008224454735 | Pushbutton switch, illuminated, 10AX, 250V~, PARIS, arctic-white | 34.3077 | 35 | 1 | pc. | 3 | pc. | 112 | 85365080900 | switch range | PARIS
651502087 | 4008224454810 | Venetian switch, 10AX, 250V~, PARIS, arctic-white | 48.8846 | 35 | 1 | pc. | 3 | pc. | 112 | 85365080900 | switch range | PARIS
651520089 | 4008224551847 | Venetian switch, 10AX, 250V~, PARIS, silver | 48.8846 | 35 | 1 | pc. | 3 | pc. | 112 | 85365080900 | switch range | PARIS
651526085 | 4008224454827 | Venetian switch, 10AX, 250V~, PARIS, rosewood | 48.8846 | 35 | 1 | pc. | 3 | pc. | 112 | 85365080900 | switch range | PARIS
651526535 | 4008224581158 | Venetian switch, 10AX, 250V~, VIENNA, rosewood | 48.9423 | 35 | 1 | pc. | 3 | pc. | 112 | 85365080900 | switch range | VIENNA
651550080 | 4008224656917 | Venetian switch, 10AX, 250V~, PARIS, black | 51.6538 | 35 | 1 | pc. | 3 | pc. | 112 | 85365080900 | switch range | PARIS
651660080 | 4008224551809 | Control switch (off and change-over switch), illuminated, 10AX, 250V~, PARIS, silver | 41.8846 | 35 | 1 | pc. | 3 | pc. | 112 | 85365080900 | switch range | PARIS
651674081 | 4008224656887 | Control switch (off and change-over switch), illuminated, 10AX, 250V~, PARIS, black | 45.8077 | 35 | 1 | pc. | 3 | pc. | 112 | 85365080900 | switch range | PARIS
651676083 | 4008224454766 | Control switch (off and change-over switch), illuminated, 10AX, 250V~, PARIS, rosewood | 41.8846 | 35 | 1 | pc. | 3 | pc. | 112 | 85365080900 | switch range | PARIS
651693084 | 4008224454759 | Control switch (off and change-over switch), illuminated, 10AX, 250V~, PARIS, arctic-white | 41.8846 | 35 | 1 | pc. | 3 | pc. | 112 | 85365080900 | switch range | PARIS
652602012 | 4008224454650 | Profi-Pack: 4 Universal switches (off and change-over switch), 10AX, 250V~, PARIS, arctic-white | 69.8269 | 35 | 1 | pc. | 1 | pc. | 112 | 85365080900 | switch range | PARIS
652620014 | 4008224551762 | Profi-Pack: 4 Universal switches (off and change-over switch), 10AX, 250V~, PARIS, silver | 80.9808 | 35 | 1 | pc. | 1 | pc. | 112 | 85365080900 | switch range | PARIS
652626010 | 4008224454667 | Profi-Pack: 4 Universal switches (off and change-over switch), 10AX, 250V~, PARIS, rosewood | 80.9808 | 35 | 1 | pc. | 1 | pc. | 112 | 85365080900 | switch range | PARIS
652650015 | 4008224656832 | Profi-Pack: 4 Universal switches (off and change-over switch), 10AX, 250V~, PARIS, black | 80.0769 | 35 | 1 | pc. | 1 | pc. | 112 | 85365080900 | switch range | PARIS
688502009 | 4008224508049 | Series switch, 10AX, 250V~, DONAU, arctic-white | 17.5962 | 35 | 1 | pc. | 5 | pc. | 112 | 85365080900 | switch range | DONAU
688602002 | 4008224508025 | Universal switch (off and change-over switch)), 10AX, 250V~, DONAU, arctic-white | 9.75 | 35 | 1 | pc. | 10 | pc. | 112 | 85365080900 | switch range | DONAU
688702005 | 4008224508032 | Cross-switch, 10AX, 250V~, DONAU, arctic-white | 22.2885 | 35 | 1 | pc. | 3 | pc. | 112 | 85365080900 | switch range | DONAU
689302004 | 4008224508056 | Pushbutton switch, 10AX, 250V~, DONAU, arctic-white | 12.2308 | 35 | 1 | pc. | 5 | pc. | 112 | 85365080900 | switch range | DONAU
689602003 | 4008224508063 | Control switch (off and change-over switch), illuminated, 10AX, 250V~, DONAU, arctic-white | 32.6346 | 35 | 1 | pc. | 3 | pc. | 112 | 85365080900 | switch range | DONAU
699315087 | 4008224650991 | ATHENIS - Pushbutton switch, protection class IP44, colour: anthracite | 41.7115 | 35 | 1 | pc. | 5 | pc. | 112 | 85365080900 | switch range | ATHENIS IP44
699329088 | 4008224650977 | ATHENIS - Pushbutton switch, protection class IP44, colour: pure-white | 34.3269 | 35 | 1 | pc. | 5 | pc. | 112 | 85365080900 | switch range | ATHENIS IP44
699347080 | 4008224650984 | ATHENIS - Pushbutton switch, protection class IP44, colour: steel | 41.7115 | 35 | 1 | pc. | 5 | pc. | 112 | 85365080900 | switch range | ATHENIS IP44
699415080 | 4008224651028 | ATHENIS - Control switch, protection class IP44, colour: anthracite | 54.0385 | 35 | 1 | pc. | 5 | pc. | 112 | 85365080900 | switch range | ATHENIS IP44
699429081 | 4008224651004 | ATHENIS - Control switch, protection class IP44, colour: pure-white | 49.1154 | 35 | 1 | pc. | 5 | pc. | 112 | 85365080900 | switch range | ATHENIS IP44
699447083 | 4008224651011 | ATHENIS - Control switch, protection class IP44, colour: steel-colour | 54.0385 | 35 | 1 | pc. | 5 | pc. | 112 | 85365080900 | switch range | ATHENIS IP44
699615086 | 4008224650960 | ATHENIS - Universal switch, protection class IP44,colour: anthracite | 36.8269 | 35 | 1 | pc. | 5 | pc. | 112 | 85365080900 | switch range | ATHENIS IP44
699629087 | 4008224650946 | ATHENIS - Universal switch, protection class IP44,colour: pure-white | 31.9231 | 35 | 1 | pc. | 5 | pc. | 112 | 85365080900 | switch range | ATHENIS IP44
699647089 | 4008224650953 | ATHENIS - Universal switch, protection class IP44,colour: steel | 36.8269 | 35 | 1 | pc. | 5 | pc. | 112 | 85365080900 | switch range | ATHENIS IP44
699715089 | 4008224651134 | ATHENIS - Control switch, protection class IP44, colour: anthracite | 63.0962 | 35 | 1 | pc. | 3 | pc. | 112 | 85365080900 | switch range | ATHENIS IP44
699729080 | 4008224651110 | ATHENIS - Control switch, protection class IP44, colour: pure-white | 53.7308 | 35 | 1 | pc. | 3 | pc. | 112 | 85365080900 | switch range | ATHENIS IP44
699747082 | 4008224651127 | ATHENIS - Control switch, protection class IP44, colour: steel | 63.0962 | 35 | 1 | pc. | 3 | pc. | 112 | 85365080900 | switch range | ATHENIS IP44
800301080 | 4008224562164 | Electronic push-change over dimmer for light bulbs and 230V halogen lights, as well as low voltage halogen lights, for dimmable electronic transformer, 20-325W/VA, 230V~, 50Hz, note transformer manufacturer`s recommendations, MALTA, white | 140.8077 | 35 | 1 | pc. | 2 | pc. | 112 | 85365080900 | switch range | MALTA
800313089 | 4008224561891 | Electronic Dimmer with rocker universal switch for light bulbs and 230V halogen lights, as well as low voltage halogen lights, for dimmable electronic transformer. 20-325W/VA, 230V~, 50Hz, Note transformer manufacturer's recommendations, MALTA, arctic-white | 140.8077 | 35 | 1 | pc. | 2 | pc. | 112 | 85365080900 | switch range | MALTA
800350084 | 4008224566933 | Electronic Dimmer with rocker universal switch for light bulbs and 230V halogen lights, as well as low voltage halogen lights, for dimmable electronic transformer. 20-325W/VA, 230V~, 50Hz, Note transformer manufacturer's recommendations, MALTA, anthracite/silver | 146.0962 | 35 | 1 | pc. | 2 | pc. | 112 | 85365080900 | switch range | MALTA
803801088 | 4008224562157 | Push/change over dimmer for light bulbs and 230V halogen lights, as well as low voltage halogen lights, not for electronic transformer, 40- 400W/VA, 230V~, 50Hz, note transformer manufacturer`s recommendations, MALTA, white | 92.9615 | 35 | 1 | pc. | 2 | pc. | 112 | 85365080900 | switch range | MALTA
803813087 | 4008224561884 | Dimmer with rocker universal switch for light bulbs and 230V halogen lights, as well as low voltage halogen lights, not for electronic transformer, 40-400W/VA, 230V~, 50Hz. Note transformer manufacturer`s recommendations, MALTA, arctic | 92.9615 | 35 | 1 | pc. | 2 | pc. | 112 | 85365080900 | switch range | MALTA
803815089 | 4008224566926 | Dimmer with rocker universal switch for light bulbs and 230V halogen lights, as well as low voltage halogen lights, not for electronic transformer, 40-400W/VA, 230V~, 50Hz. Note transformer manufacturer`s recommendations, MALTA, anthracite/silver | 98.2885 | 35 | 1 | pc. | 2 | pc. | 112 | 85365080900 | switch range | MALTA
840901083 | 4008224577595 | Dimmer with rocker universal switch for light bulbs and 230V halogen lights, as well as low voltage halogen lights, not for electronic transformer, 40-400W/VA, 230V~, 50Hz, note transformer manufacturer`s recommendations, RIVO, cream | 92.9615 | 35 | 1 | pc. | 2 | pc. | 112 | 85365080900 | switch range | RIVO
840917089 | 4008224577311 | Dimmer with rocker universal switch for light bulbs and 230V halogen lights, as well as low voltage halogen lights, not for electronic transformer, 40-400W/VA, 230V~, 50Hz, note transformer manufacturer`s recommendations, RIVO, white | 92.9615 | 35 | 1 | pc. | 2 | pc. | 112 | 85365080900 | switch range | RIVO
841001080 | 4008224577601 | Electronic Dimmer with rocker universal switch for light bulbs and 230V halogen lights, as well as low voltage halogen lights, for dimmable electronic transformer, 20-325W/VA, 230V~, 50Hz, note transformer manufacturer`s recommendations, RIVO, cream | 140.8077 | 35 | 1 | pc. | 2 | pc. | 112 | 85365080900 | switch range | RIVO
841017083 | 4008224577328 | Electronic Dimmer with rocker universal switch for light bulbs and 230V halogen lights, as well as low voltage halogen lights, for dimmable electronic transformer, 20-325W/VA, 230V~, 50Hz, note transformer manufacturer`s recommendations, RIVO, white | 140.8077 | 35 | 1 | pc. | 2 | pc. | 112 | 85365080900 | switch range | RIVO
842915089 | 4008224649919 | ATHENIS- Combination device, push-changeover, LED-dimmer, colour: anthracite | 105.75 | 35 | 1 | pc. | 2 | pc. | 112 | 85365080900 | switch range | ATHENIS
842929080 | 4008224649926 | ATHENIS- Combination device, push-changeover, LED-dimmer, colour: pure white | 104.7885 | 35 | 1 | pc. | 2 | pc. | 112 | 85365080900 | switch range | ATHENIS
842947082 | 4008224649933 | ATHENIS- Combination device, push-changeover, LED-dimmer, colour: steel | 105.75 | 35 | 1 | pc. | 2 | pc. | 112 | 85365080900 | switch range | ATHENIS
843001082 | 4008224649940 | MALTA - Combination device, push-changeover, LED-dimmer, colour: white | 103.9038 | 35 | 1 | pc. | 2 | pc. | 112 | 85365080900 | switch range | MALTA
843013081 | 4008224649957 | MALTA - Combination device, push-changeover, LED-dimmer, colour: arctic white | 103.9038 | 35 | 1 | pc. | 2 | pc. | 112 | 85365080900 | switch range | MALTA
843015083 | 4008224649964 | MALTA - Combination device, push-changeover, LED-dimmer, colour: anthracite | 104.7885 | 35 | 1 | pc. | 2 | pc. | 112 | 85365080900 | switch range | MALTA
843020085 | 4008224649971 | MALTA - Combination device, push-changeover, LED-dimmer, colour: silver | 104.7885 | 35 | 1 | pc. | 2 | pc. | 112 | 85365080900 | switch range | MALTA
843201088 | 4008224649995 | RIVO - Combination device, push-changeover, LED-dimmer, colour: creme white | 103.1346 | 35 | 1 | pc. | 2 | pc. | 112 | 85365080900 | switch range | RIVO
843215089 | 4008224640305 | RIVO - Dimmer with rocker universal switch for light bulbs and 230 V halogen lights - as well as low voltage halogen lights, not for electronic transformer, 7-110 W/VA, LED 3-35 W, 230 V~, 50 Hz, note transformer manufacturer`s recommendations, colour: anthracite | 103.1346 | 35 | 1 | pc. | 2 | pc. | 112 | 85365080900 | switch range | RIVO
843217081 | 4008224615570 | RIVO - Combination device, push-changeover, LED-dimmer, colour: pure white | 103.1346 | 35 | 1 | pc. | 2 | pc. | 112 | 85365080900 | switch range | RIVO
843402085 | 4008224650014 | PARIS - Combination device, push-changeover, LED-dimmer, colour: arctic white | 103.1346 | 35 | 1 | pc. | 2 | pc. | 112 | 85365080900 | switch range | PARIS
843420087 | 4008224650021 | PARIS - Combination device, push-changeover, LED-dimmer, colour: silver | 103.9038 | 35 | 1 | pc. | 2 | pc. | 112 | 85365080900 | switch range | PARIS
843426083 | 4008224650038 | PARIS - Combination device, push-changeover, LED-dimmer, colour: palisander | 103.9038 | 35 | 1 | pc. | 2 | pc. | 112 | 85365080900 | switch range | PARIS
843450088 | 4008224656931 | Combination device - push changeover switch, LED dimmer. Suitable for incandescent lamps and 230V halogen lamps, dimmable LEDs and LV halogen lamps with conventional transformers (please note the technical | 121.0962 | 35 | 1 | pc. | 2 | pc. | 112 | 85365080900 | switch range | PARIS
843513086 | 4008224650045 | MILANO - Combination device, push-changeover, LED-dimmer, colour: palisander | 143.3077 | 35 | 1 | pc. | 2 | pc. | 112 | 85365080900 | switch range | MILANO
843520080 | 4008224650069 | MILANO - Combination device, push-changeover, LED-dimmer, colour: steel | 149.8654 | 35 | 1 | pc. | 2 | pc. | 112 | 85365080900 | switch range | MILANO
844902012 | 4008224632829 | CADIZ - push-change dimmer - complete device, 3-30 W/VA, colour: arctic white | 71.2308 | 35 | 1 | pc. | 10 | pc. | 112 | 85365080900 | switch range | CADIZ
845729087 | 4008224648400 | VENEDIG - Push-changeover universal-dimmer, colour: pure white | 193.1923 | 35 | 1 | pc. | 2 | pc. | 112 | 85365080900 | switch range | VENEDIG
845743085 | 4008224648417 | VENEDIG - Push-changeover universal-dimmer, colour: platin | 195.6346 | 35 | 1 | pc. | 2 | pc. | 112 | 85365080900 | switch range | VENEDIG
845815089 | 4008224648424 | ATHENIS - Push-changeover universal-dimmer, colour: anthracite | 264.3654 | 35 | 1 | pc. | 2 | pc. | 112 | 85365080900 | switch range | ATHENIS
845829080 | 4008224648431 | ATHENIS - Push-changeover universal-dimmer, colour: pure white | 251.9231 | 35 | 1 | pc. | 2 | pc. | 112 | 85365080900 | switch range | ATHENIS
845847082 | 4008224648448 | ATHENIS - Push-changeover universal-dimmer, colour: steel | 264.3654 | 35 | 1 | pc. | 2 | pc. | 112 | 85365080900 | switch range | ATHENIS
845913080 | 4008224648455 | MILANO - Push-changeover universal-dimmer, colour: white | 245.6154 | 35 | 1 | pc. | 2 | pc. | 112 | 85365080900 | switch range | MILANO
845920084 | 4008224648479 | MILANO - Push-changeover universal-dimmer, colour: steel | 259.1154 | 35 | 1 | pc. | 2 | pc. | 112 | 85365080900 | switch range | MILANO
846002086 | 4008224648530 | PARIS - Push-changeover universal-dimmer, colour: arctic white | 242.1731 | 35 | 1 | pc. | 2 | pc. | 112 | 85365080900 | switch range | PARIS
846020088 | 4008224648547 | PARIS - Push-changeover universal-dimmer, colour: silver | 254.3462 | 35 | 1 | pc. | 2 | pc. | 112 | 85365080900 | switch range | PARIS
846026084 | 4008224648554 | PARIS - Push-changeover universal-dimmer, colour: palisander | 254.3462 | 35 | 1 | pc. | 2 | pc. | 112 | 85365080900 | switch range | PARIS
846050089 | 4008224656948 | Push changeover universal dimmer. Suitable for incandescent lamps and 230V halogen lamps, dimmable LEDs and LV halogen lamps with conventional transformers (please note the technical information from the transformer manufacturer). | 242.7115 | 35 | 1 | pc. | 2 | pc. | 112 | 85365080900 | switch range | PARIS
846101088 | 4008224648561 | RIVO - Push-changeover universal-dimmer, colour: creme white | 242.1731 | 35 | 1 | pc. | 2 | pc. | 112 | 85365080900 | switch range | RIVO
846115089 | 4008224648578 | RIVO - Push-changeover universal-dimmer, colour: anthracite | 250.9808 | 35 | 1 | pc. | 2 | pc. | 112 | 85365080900 | switch range | RIVO
846117081 | 4008224648585 | RIVO - Push-changeover universal-dimmer, colour: steel | 242.1731 | 35 | 1 | pc. | 2 | pc. | 112 | 85365080900 | switch range | RIVO
846201081 | 4008224648592 | MALTA - Push-changeover universal-dimmer, colour: white | 235.7692 | 35 | 1 | pc. | 2 | pc. | 112 | 85365080900 | switch range | MALTA
846213080 | 4008224648608 | MALTA - Push-changeover universal-dimmer, colour: arctic white | 235.7692 | 35 | 1 | pc. | 2 | pc. | 112 | 85365080900 | switch range | MALTA
846220084 | 4008224648615 | MALTA - Push-changeover universal-dimmer, colour: silver | 250.9808 | 35 | 1 | pc. | 2 | pc. | 112 | 85365080900 | switch range | MALTA
846250085 | 4008224648622 | MALTA - Push-changeover universal-dimmer, colour: anthracite | 250.9808 | 35 | 1 | pc. | 2 | pc. | 112 | 85365080900 | switch range | MALTA
846301084 | 4008224648639 | EUROPA - Push-changeover universal-dimmer, colour: creme white | 235.7692 | 35 | 1 | pc. | 2 | pc. | 112 | 85365080900 | switch range | EUROPA
846313083 | 4008224648646 | EUROPA - Push-changeover universal-dimmer, colour: arctic white | 235.7692 | 35 | 1 | pc. | 2 | pc. | 112 | 85365080900 | switch range | EUROPA
846902007 | 4008224650113 | DONAU - Combination device, push-changeover, LED-dimmer, colour: arctic white | 70.1346 | 35 | 1 | pc. | 2 | pc. | 112 | 85365080900 | switch range | DONAU
847002001 | 4008224648332 | DONAU - Push-changeover universal-dimmer, colour: arctic white | 193.7308 | 35 | 1 | pc. | 2 | pc. | 112 | 85365080900 | switch range | DONAU
847501081 | 4008224650120 | EUROPA - Combination device, push-changeover, LED-dimmer, colour: creme white | 102.8077 | 35 | 1 | pc. | 2 | pc. | 112 | 85365080900 | switch range | EUROPA
847513080 | 4008224650137 | EUROPA - Combination device, push-changeover, LED-dimmer, colour: arctic white | 102.8077 | 35 | 1 | pc. | 2 | pc. | 112 | 85365080900 | switch range | EUROPA
847629086 | 4008224650144 | VENEDIG - Combination device, push-changeover, LED-dimmer, colour: pure white | 105.8269 | 35 | 1 | pc. | 2 | pc. | 112 | 85365080900 | switch range | VENEDIG
847643084 | 4008224650151 | VENEDIG - Combination device, push-changeover, LED-dimmer, colour: platin | 106.75 | 35 | 1 | pc. | 2 | pc. | 112 | 85365080900 | switch range | VENEDIG
911501087 | 4008224568111 | Earthed socket outlet with hinged lid and shutter, 16A, 250V~, MALTA, white | 21.1923 | 35 | 1 | pc. | 3 | pc. | 112 | 85366990990 | switch range | MALTA
911513086 | 4008224568128 | Earthed socket outlet with hinged lid and shutter, 16A, 250V~, MALTA, arctic-white | 21.1923 | 35 | 1 | pc. | 3 | pc. | 112 | 85366990990 | switch range | MALTA
911520080 | 4008224568135 | Earthed socket outlet with hinged lid and shutter, 16A, 250V~, MALTA, silver | 22.5385 | 35 | 1 | pc. | 3 | pc. | 112 | 85366990990 | switch range | MALTA
911550081 | 4008224568142 | Earthed socket outlet with hinged lid and shutter, 16A, 250V~, MALTA, anthracite/silver | 22.5385 | 35 | 1 | pc. | 3 | pc. | 112 | 85366990990 | switch range | MALTA
912113055 | 4008224562744 | Profi-Pack: 6 Earthed socket outlets with shutter | 85 | 35 | 1 | pc. | 1 | pc. | 112 | 85366990990 | switch range | MILANO
912120010 | 4008224463133 | Profi-Pack: 6 Earthed socket outlets with shutter | 92.9615 | 35 | 1 | pc. | 1 | pc. | 112 | 85366990990 | switch range | MILANO
912601067 | 4008224549448 | Double earthed socket outlet, for the installation in a single switch box Ø 60mm | 18.5577 | 35 | 1 | pc. | 3 | pc. | 112 | 85366990990 | switch range | EUROPA
912613066 | 4008224549318 | Double earthed socket outlet, for the installation in a single switch box Ø 60mm | 17.75 | 35 | 1 | pc. | 3 | pc. | 112 | 85366990990 | switch range | EUROPA
914002000 | 4008224523097 | Earthed socket outlet, 1-fold, 16A, 250V~, DONAU, arctic-white | 6.6154 | 35 | 1 | pc. | 10 | pc. | 112 | 85366990990 | switch range | DONAU
914830089 | 4008224561662 | Earthed socket outlet, 1-fold, 16A, 250V~, MILANO, oak natural-coloured | 48.6154 | 35 | 1 | pc. | 5 | pc. | 112 | 85366990990 | switch range | MILANO
914830539 | 9008229148207 | socket outlet ONT oak | 48.6154 | 35 | 1 | pc. | 5 | pc. | 112 | 85366990990 | switch range | ONTARIO
914831080 | 4008224524599 | Earthed socket outlet, 1-fold, 16A, 250V~, MILANO, beech | 48.6154 | 35 | 1 | pc. | 5 | pc. | 112 | 85366990990 | switch range | MILANO
914831547 | 9008229148054 | socket outlet ONT beech | 48.6154 | 35 | 1 | pc. | 10 | pc. | 112 | 85366990990 | switch range | ONTARIO
914837086 | 4008224561495 | Earthed socket outlet, 1-fold, 16A, 250V~, MILANO, wenge-colour | 48.6154 | 35 | 1 | pc. | 5 | pc. | 112 | 85366990990 | switch range | MILANO
914839088 | 4008224524490 | Earthed socket outlet, 1-fold, 16A, 250V~, MILANO, maple | 48.6154 | 35 | 1 | pc. | 5 | pc. | 112 | 85366990990 | switch range | MILANO
914839545 | 9008229148016 | Earthed socket outlet ONTARIO, maple | 48.6154 | 35 | 1 | pc. | 10 | pc. | 112 | 85366990990 | switch range | ONTARIO
914913081 | 4008224562751 | Earthed socket outlet with hinged lid and with shutter | 23.0577 | 35 | 1 | pc. | 3 | pc. | 112 | 85366990990 | switch range | MILANO
914920085 | 4008224463157 | Earthed socket outlet with hinged lid and with shutter | 26.5385 | 35 | 1 | pc. | 3 | pc. | 112 | 85366990990 | switch range | MILANO
915013085 | 4008224562737 | Earthed socket outlet with shutter | 15.4231 | 35 | 1 | pc. | 10 | pc. | 112 | 85366990990 | switch range | MILANO
915020089 | 4008224463119 | Earthed socket outlet with shutter | 16.9808 | 35 | 1 | pc. | 10 | pc. | 112 | 85366990990 | switch range | MILANO
915801080 | 4008224295918 | Antenna socket TV/RF/SAT single and lead line socket for single units and decoupled lead lines for satellite and cable TV, suitable for digital signals, EUROPA, cream-white | 74.9038 | 35 | 1 | pc. | 3 | pc. | 112 | 85291095000 | switch range | EUROPA
915813089 | 4008224295956 | Antenna socket TV/RF/SAT single and lead line socket for single units and decoupled lead lines for satellite and cable TV, suitable for digital signals, EUROPA, arctic-white | 74.9038 | 35 | 1 | pc. | 3 | pc. | 112 | 85291095000 | switch range | EUROPA
916101081 | 4008224562249 | Antenna socket TV/RF/SAT single and lead line socket for single units and decoupled lead lines for satellite and cable TV, suitable for digital signals, MALTA, white | 77.75 | 35 | 1 | pc. | 3 | pc. | 112 | 85291095000 | switch range | MALTA
916113089 | 4008224561945 | Antenna socket TV/RF/SAT single and lead line socket for single units and decoupled lead lines for satellite and cable TV, suitable for digital signals, MALTA, arctic-white | 77.75 | 35 | 1 | pc. | 3 | pc. | 112 | 85291095000 | switch range | MALTA
916115081 | 4008224566995 | Antenna socket TV/RF/SAT single and lead line socket for single units and decoupled lead lines for satellite and cable TV, suitable for digital signals, MALTA, anthracite/silver | 80.6346 | 35 | 1 | pc. | 3 | pc. | 112 | 85291095000 | switch range | MALTA
916120083 | 4008224564663 | Antenna socket TV/RF/SAT single and lead line socket for single units and decoupled lead lines for satellite and cable TV, suitable for digital signals, MALTA (THAYA), silver | 80.6346 | 35 | 1 | pc. | 3 | pc. | 112 | 85291095000 | switch range | MALTA
917013087 | 4008224562768 | Antenna socket TV/RF single and interim socket for cable TV, single and connected units, MILANO, white | 66.2115 | 35 | 1 | pc. | 3 | pc. | 112 | 85291095000 | switch range | MILANO
917020081 | 4008224463171 | Antenna socket TV/RF single and interim socket for cable TV, single and connected units, MILANO, steel-colour | 69.0962 | 35 | 1 | pc. | 3 | pc. | 112 | 85291095000 | switch range | MILANO
917030088 | 4008224561679 | Antenna socket TV/RF single and interim socket for cable TV, single and connected units, MILANO, oak natural-coloured | 123.7115 | 35 | 1 | pc. | 3 | pc. | 112 | 85291095000 | switch range | MILANO
917031089 | 4008224524582 | Antenna socket TV/RF single and interim socket for cable TV, single and connected units, MILANO, beech | 123.7115 | 35 | 1 | pc. | 3 | pc. | 112 | 85291095000 | switch range | MILANO
917031546 | 9008229170031 | Flush mount, antenna socket, DG, ONTARIO, beech | 123.7115 | 35 | 1 | pc. | 5 | pc. | 112 | 85291095000 | switch range | ONTARIO
917037085 | 4008224561501 | Antenna socket TV/RF single and interim socket for cable TV, single and connected units, MILANO, wenge-colour | 123.7115 | 35 | 1 | pc. | 3 | pc. | 112 | 85291095000 | switch range | MILANO
917039087 | 4008224524506 | Antenna socket TV/RF single and interim socket for cable TV, single and connected units, MILANO, maple | 123.7115 | 35 | 1 | pc. | 3 | pc. | 112 | 85291095000 | switch range | MILANO
917039544 | 9008229170024 | Flush mount, antenna socket, DG, ONTARIO, maple | 123.7115 | 35 | 1 | pc. | 5 | pc. | 112 | 85291095000 | switch range | ONTARIO
917113080 | 4008224562775 | Antenna socket TV/RF/SAT single and lead line socket for single units and decoupled lead lines for satellite and cable TV, suitable for digital signals, MILANO, white | 80.6346 | 35 | 1 | pc. | 3 | pc. | 112 | 85291095000 | switch range | MILANO
917120084 | 4008224463195 | Antenna socket TV/RF/SAT single and lead line socket for single units and decoupled lead lines for satellite and cable TV, suitable for digital signals, MILANO, steel-colour | 83.5 | 35 | 1 | pc. | 3 | pc. | 112 | 85291095000 | switch range | MILANO
917130081 | 4008224561686 | Antenna socket TV/RF/SAT single and lead line socket for single units and decoupled lead lines for satellite and cable TV, suitable for digital signals, MILANO, oak-natural-coloured | 145.75 | 35 | 1 | pc. | 3 | pc. | 112 | 85291095000 | switch range | MILANO
917130531 | 9008229171090 | Antenna socket, 3-fach, ONTARIO, oak | 145.75 | 35 | 1 | pc. | 3 | pc. | 112 | 85291095000 | switch range | ONTARIO
917131082 | 4008224524575 | Antenna socket TV/RF/SAT single and lead line socket for single units and decoupled lead lines for satellite and cable TV, suitable for digital signals, MILANO, beech | 145.75 | 35 | 1 | pc. | 3 | pc. | 112 | 85291095000 | switch range | MILANO
917131549 | 9008229171045 | Flush mount, antenna socket, 3-fold, TV/RF/SAT, ONTATIO, beech | 145.75 | 35 | 1 | pc. | 3 | pc. | 112 | 85291095000 | switch range | ONTARIO
917137088 | 4008224561518 | Antenna socket TV/RF/SAT single and lead line socket for single units and decoupled lead lines for satellite and cable TV, suitable for digital signals, MILANO, wenge-colour | 145.75 | 35 | 1 | pc. | 3 | pc. | 112 | 85291095000 | switch range | MILANO
917139080 | 4008224524513 | Antenna socket TV/RF/SAT single and lead line socket for single units and decoupled lead lines for satellite and cable TV, suitable for digital signals, MILANO, maple | 145.75 | 35 | 1 | pc. | 3 | pc. | 112 | 85291095000 | switch range | MILANO
917139547 | 9008229171021 | Flush mount, antenna socket, 3-fold, TV/RF/SAT, ONTARIO, maple | 145.75 | 35 | 1 | pc. | 3 | pc. | 112 | 85291095000 | switch range | ONTARIO
919413081 | 9008229194136 | EUROPA - TDO telephone socket outlet - colour: arctic white | 26.5385 | 35 | 1 | pc. | 5 | pc. | 112 | 85389099990 | switch range | EUROPA
919913086 | 4008224572040 | Earthed socket outlet with central earth, 1-fold, 16A, 250V~, MILANO, white | 15.4231 | 35 | 1 | pc. | 10 | pc. | 112 | 85366990990 | switch range | MILANO
920030538 | 9008229200004 | Earthed socket outlet with central earth contact, 1-fold ONTARIO, oak | 49 | 35 | 1 | pc. | 5 | pc. | 112 | 85366990990 | switch range | ONTARIO
920031546 | 9008229200011 | Earthed socket outlet without central earth contact ONTARIO beech | 49 | 35 | 1 | pc. | 5 | pc. | 112 | 85366990990 | switch range | ONTARIO
920039544 | 9008229200028 | Earthed socket outlet with central earth contact ONTARIO, maple | 49 | 35 | 1 | pc. | 5 | pc. | 112 | 85366990990 | switch range | ONTARIO
920100183 | 4008224582971 | Network outlet CAT6, 2 separate plug connectors (10Gbit/s/500MHz) | 92.9615 | 35 | 1 | pc. | 2 | pc. | 112 | 85366990990 | switch range | technology centre
920132083 | 4008224673679 | ATHENIS, UAE-connection socket, universal connection unit for telephone and data technology ISDN compatible RJ11/12, RJ45, with angled lead out, screw terminals, flush mounted, 8 poles connectable, 2 parallel connectors, colour: arctic white matt | 113.3846 | 35 | 1 | pc. | 2 | pc. | 112 | 85366990990 | switch range | ATHENIS
920134085 | 4008224673686 | ATHENIS - UAE-connection socket, universal connection unit for telephone and data technology ISDN compatible RJ11/12, RJ45, with angled lead out, screw terminals, flush mounted, 8 poles connectable, 2 parallel connectors, colour: grey matt | 113.3846 | 35 | 1 | pc. | 2 | pc. | 112 | 85366990990 | switch range | ATHENIS
920150085 | 4008224673693 | ATHENIS, UAE-connection socket, universal connection unit for telephone and data technology ISDN compatible RJ11/12, RJ45, with angled lead out, screw terminals, flush mounted, 8 poles connectable, 2 parallel connectors, colour: black matt | 113.3846 | 35 | 1 | pc. | 2 | pc. | 112 | 85366990990 | switch range | ATHENIS
920201084 | 4008224577625 | Earthed socket outlet with shutter, 16A, 250V~, RIVO, cream | 11.4038 | 35 | 1 | pc. | 10 | pc. | 112 | 85366990990 | switch range | RIVO
920215085 | 4008224640022 | RIVO - Earthed socket outlet with shutter - 16 A, 250 V~, colour: anthracite | 11 | 35 | 1 | pc. | 10 | pc. | 112 | 85366990990 | switch range | RIVO
920217087 | 4008224577342 | Earthed socket outlet with shutter, 16A, 250V~, RIVO, white | 11.4038 | 35 | 1 | pc. | 10 | pc. | 112 | 85366990990 | switch range | RIVO
920602087 | 4008224454889 | Earthed socket outlet with shutter, 1-fold, 16A, 250V~, ARIS, arctic-white | 13.2308 | 35 | 1 | pc. | 10 | pc. | 112 | 85366990990 | switch range | PARIS
920620089 | 4008224551885 | Earthed socket outlet with shutter, 1-fold, 16A, 250V~, PARIS, silver | 15.4231 | 35 | 1 | pc. | 10 | pc. | 112 | 85366990990 | switch range | PARIS
920626085 | 4008224454896 | Earthed socket outlet with shutter, 1-fold, 16A, 250V~, PARIS, rosewood- brown | 15.4231 | 35 | 1 | pc. | 10 | pc. | 112 | 85366990990 | switch range | PARIS
920626535 | 9008229206006 | VIE earthed socket outlet&shut., 1f, rosewood | 15.5962 | 35 | 1 | pc. | 10 | pc. | 112 | 85366990990 | switch range | VIENNA
920650080 | 4008224656962 | PARIS - Earthed socket outlet with shutter - colour: black | 18.1346 | 35 | 1 | pc. | 5 | pc. | 112 | 85366990990 | switch range | PARIS
920702011 | 4008224454902 | Profi-Pack: 6 Earthed socket outlets with shutter, 1-fold, 16A, 250V~, PARIS, arctic-white | 71.7115 | 35 | 1 | pc. | 1 | pc. | 112 | 85366990990 | switch range | PARIS
920720013 | 4008224551892 | Profi-Pack: 6 Earthed socket outlets with shutter, 1-fold, 16A, 250V~, PARIS, silver | 85 | 35 | 1 | pc. | 1 | pc. | 112 | 85366990990 | switch range | PARIS
920726019 | 4008224454919 | Profi-Pack: 6 Earthed socket outlets with shutter, 1-fold, 16A, 250V~, PARIS, rosewood | 85 | 35 | 1 | pc. | 1 | pc. | 112 | 85366990990 | switch range | PARIS
920750014 | 4008224656979 | Profi-Pack: 6 Eablack zwart | 87.25 | 35 | 1 | pc. | 1 | pc. | 112 | 85366990990 | switch range | PARIS
920802069 | 4008224549332 | Earthed socket outlet with hinged lid and with shutter, 16A, 250V~, PARIS, arctic-white | 22.5385 | 35 | 1 | pc. | 3 | pc. | 112 | 85366990990 | switch range | PARIS
920820085 | 4008224551908 | Earthed socket outlet with hinged lid and with shutter, 16A, 250V~, PARIS, silver | 23.0577 | 35 | 1 | pc. | 3 | pc. | 112 | 85366990990 | switch range | PARIS
920826067 | 4008224549417 | Earthed socket outlet with hinged lid and with shutter, 16A, 250V~, PARIS, rosewood | 23.0577 | 35 | 1 | pc. | 3 | pc. | 112 | 85366990990 | switch range | PARIS
920850086 | 4008224656986 | Earthed socket outlet with hinged lid and with shutter, 16A, 250V~, PARIS, black | 28.7115 | 35 | 1 | pc. | 3 | pc. | 112 | 85366990990 | switch range | PARIS
920902086 | 4008224454940 | Double earthed socket outlet, with shutter, for the installation in a single switch box Ø 60mm | 22.5385 | 35 | 1 | pc. | 3 | pc. | 112 | 85366990990 | switch range | PARIS
920920088 | 4008224594622 | Double earthed socket outlet, with shutter, for the installation in a single switch box Ø 60mm | 23.0577 | 35 | 1 | pc. | 3 | pc. | 112 | 85366990990 | switch range | PARIS
920929087 | 4008224594417 | Double earthed socket outlet, with shutter, for the installation in a single switch box Ø 60mm | 27.9038 | 35 | 1 | pc. | 3 | pc. | 112 | 85366990990 | switch range | VENEDIG
920943085 | 4008224594431 | Double earthed socket outlet, with shutter, for the installation in a single switch box Ø 60mm | 29.2115 | 35 | 1 | pc. | 3 | pc. | 112 | 85366990990 | switch range | VENEDIG
920950089 | 4008224657006 | Earth socket outlet, 2-fold, with shutter, 16A, 250V~, PARIS, black | 28.7115 | 35 | 1 | pc. | 3 | pc. | 112 | 85366990990 | switch range | PARIS
921102083 | 4008224454988 | Earthed socket outlet with central earth contact and shutter, 2-pole, 16A, 250V~, PARIS, arctic-white | 13.2308 | 35 | 1 | pc. | 10 | pc. | 112 | 85366990990 | switch range | PARIS
921126081 | 4008224454995 | Earthed socket outlet with central earth contact and shutter, 2-pole, 16A, 250V~, PARIS, rosewood-brown | 15.4231 | 35 | 1 | pc. | 10 | pc. | 112 | 85366990990 | switch range | PARIS
921126531 | 9008229211260 | VIENNA - earthed socket outlet with central earth contact and shutter, 2-pole, 16A, 250V~, colour: rosewood | 16 | 35 | 1 | pc. | 10 | pc. | 112 | 85366990990 | switch range | VIENNA
921150086 | 4008224657020 | Earthed socket outlet with central earth contact and shutter, 2-pole, 16A, 250V~, PARIS, black | 19.0962 | 35 | 1 | pc. | 5 | pc. | 112 | 85366990990 | switch range | PARIS
921202086 | 4008224455008 | Socket outlet without earth, with shutter, 1-fold, 16A, 250V~, PARIS, arctic-white | 10.0577 | 35 | 1 | pc. | 10 | pc. | 112 | 85366990990 | switch range | PARIS
921250089 | 4008224657013 | Socket outlet without earth, with shutter, 1-fold, 16A, 250V~, PARIS, black | 18.1346 | 35 | 1 | pc. | 5 | pc. | 112 | 85366990990 | switch range | PARIS
921302089 | 4008224455046 | Antenna socket TV/RF single and interim socket for cable TV, single and connected units, PARIS, arctic-white | 66.2115 | 35 | 1 | pc. | 3 | pc. | 112 | 85291095000 | switch range | PARIS
921320081 | 4008224551922 | Antenna socket TV/RF single and interim socket for cable TV, single and connected units, PARIS, silver | 66.2115 | 35 | 1 | pc. | 3 | pc. | 112 | 85291095000 | switch range | PARIS
921326087 | 4008224455053 | Antenna socket TV/RF single and interim socket for cable TV, single and connected units, PARIS, rosewood | 66.2115 | 35 | 1 | pc. | 3 | pc. | 112 | 85291095000 | switch range | PARIS
921326537 | 9008229213271 | VIENNA - Antenna socket TV/RF single and interim socket for cable TV, single and connected units, colour: rosewood | 66.1346 | 35 | 1 | pc. | 3 | pc. | 112 | 85291095000 | switch range | VIENNA
921350082 | 4008224657068 | Antenna socket TV/RF single and interim socket for cable TV, single and connected units, PARIS, black | 66.4615 | 35 | 1 | pc. | 3 | pc. | 112 | 85291095000 | switch range | PARIS
921402082 | 4008224455060 | Antenna socket TV/RF/SAT single and lead line socket for single units and decoupled lead lines for satellite and cable TV, suitable for digital signals, PARIS, arctic-white | 80.6346 | 35 | 1 | pc. | 3 | pc. | 112 | 85291095000 | switch range | PARIS
921420084 | 4008224551939 | Antenna socket TV/RF/SAT single and lead line socket for single units and decoupled lead lines for satellite and cable TV, suitable for digital signals, PARIS, silver | 80.6346 | 35 | 1 | pc. | 3 | pc. | 112 | 85291095000 | switch range | PARIS
921426080 | 4008224455077 | Antenna socket TV/RF/SAT single and lead line socket for single units and decoupled lead lines for satellite and cable TV, suitable for digital signals, PARIS, rose-wood-brown | 80.6346 | 35 | 1 | pc. | 3 | pc. | 112 | 85291095000 | switch range | PARIS
921426530 | 9008229214278 | Antenna socket TV/RF/SAT single and lead line socket for single units and decoupled lead lines for satellite and cable TV, suitable for digital signals, VIENNA, rosewood | 78.8654 | 35 | 1 | pc. | 3 | pc. | 112 | 85291095000 | switch range | VIENNA
921450085 | 4008224657105 | Antenna socket TV/RF/SAT single and lead line socket for single units and decoupled lead lines for satellite and cable TV, suitable for digital signals, PARIS, black | 81.8654 | 35 | 1 | pc. | 3 | pc. | 112 | 85291095000 | switch range | PARIS
921502085 | 4008224455084 | Loudspeaker socket with connection terminals for banana plugs or loudspeaker cable up to 16mm², wire cross section PARIS, arctic-white | 39.8269 | 35 | 1 | pc. | 3 | pc. | 112 | 85366990990 | switch range | PARIS
921520087 | 4008224551946 | Loudspeaker socket with connection terminals for banana plugs or loudspeaker cable up to 16mm², wire cross section, PARIS, silver | 42.5 | 35 | 1 | pc. | 3 | pc. | 112 | 85366990990 | switch range | PARIS
921526083 | 4008224455091 | Loudspeaker socket with connection terminals for banana plugs or loudspeaker cable up to 16mm², wire cross section, PARIS, rosewood | 42.5 | 35 | 1 | pc. | 3 | pc. | 112 | 85366990990 | switch range | PARIS
921550088 | 4008224657174 | Loudspeaker socket with connection terminals for banana plugs or loudspeaker cable up to 16mm², wire cross section, PARIS, black | 42.1346 | 35 | 1 | pc. | 3 | pc. | 112 | 85366990990 | switch range | PARIS
922513084 | 4008224582391 | Telephone socket for the Netherlands, including cover plate and intermediate frame, MILANO, white | 21.1154 | 35 | 1 | pc. | 5 | pc. | 112 | 85366990990 | switch range | MILANO
922901087 | 4008224577663 | Antenna socket 2-fach TV/RF single and interim socket for cable TV, single and connected units, RIVO, cream | 63.3077 | 35 | 1 | pc. | 3 | pc. | 112 | 85291095000 | switch range | RIVO
922915088 | 4008224640008 | RIVO - Antenna socket 2-fold TV/RF single and interim socket for cable TV - single and connected units, colour: anthracite | 61 | 35 | 1 | pc. | 3 | pc. | 112 | 85291095000 | switch range | RIVO
922917080 | 4008224577380 | Antenna socket TV/RF single and interim socket for cable TV, single and connected units, RIVO, white | 63.3077 | 35 | 1 | pc. | 3 | pc. | 112 | 85291095000 | switch range | RIVO
923001081 | 4008224577670 | Antenna socket TV/RF/SAT single and lead line socket for single units and decoupled lead lines for satellite and cable TV, suitable for digital signals, RIVO, cream | 77.75 | 35 | 1 | pc. | 3 | pc. | 112 | 85291095000 | switch range | RIVO
923015082 | 4008224640015 | RIVO - Antenna socket TV/RF/SAT single and lead line socket for single units and decoupled lead lines for satellite and cable TV - suitable for digital signals, colour: anthracite | 74.8462 | 35 | 1 | pc. | 3 | pc. | 112 | 85291095000 | switch range | RIVO
923017084 | 4008224577397 | Antenna socket TV/RF/SAT single and lead line socket for single units and decoupled lead lines for satellite and cable TV, suitable for digital signals, RIVO, white | 77.75 | 35 | 1 | pc. | 3 | pc. | 112 | 85291095000 | switch range | RIVO
923130534 | 9008229231053 | UAE socket outlet ONTARIO oak | 56.7308 | 35 | 1 | pc. | 5 | pc. | 112 | 85366990990 | switch range | ONTARIO
923139540 | 9008229231077 | UAE socket outlet ONTARIO maple | 56.7308 | 35 | 1 | pc. | 5 | pc. | 112 | 85366990990 | switch range | ONTARIO
923401052 | 4008224562201 | Profi-Pack: 6 Earthed socket outlet with shutter,1-fold, 16A, 250V~, MALTA (THAYA), white | 63.7308 | 35 | 1 | pc. | 1 | pc. | 112 | 85366990990 | switch range | MALTA
923401083 | 4008224562195 | Earthed socket outlet with shutter, 1-fold, 16A, 250V~, MALTA, white | 11.4038 | 35 | 1 | pc. | 10 | pc. | 112 | 85366990990 | switch range | MALTA
923413051 | 4008224562034 | Profi-Pack: 6 Earthed socket outlet with shutter, 1-fold, 16A, 250V~, MALTA, arctic-white | 63.7308 | 35 | 1 | pc. | 1 | pc. | 112 | 85366990990 | switch range | MALTA
923413082 | 4008224562027 | Earthed socket outlet with shutter, 1-fold, 16A, 250V~, MALTA, arctic- white | 11.4038 | 35 | 1 | pc. | 10 | pc. | 112 | 85366990990 | switch range | MALTA
923415053 | 4008224566957 | Profi-Pack: 6 Earthed socket outlet with shutter, 1-fold, 16A, 250V~, MALTA, anthracite/silver | 74.5769 | 35 | 1 | pc. | 1 | pc. | 112 | 85366990990 | switch range | MALTA
923420055 | 4008224564748 | Profi-Pack: 6 Earthed socket outlet with shutter, 16A, 250V~, MALTA, silver | 71.7115 | 35 | 1 | pc. | 1 | pc. | 112 | 85366990990 | switch range | MALTA
923420087 | 4008224564731 | Earthed socket outlet with shutter, 16A, 250V~, MALTA, silver | 13.2308 | 35 | 1 | pc. | 10 | pc. | 112 | 85366990990 | switch range | MALTA
923450087 | 4008224566940 | Earthed socket outlet with shutter, 1-fold, 16A, 250V~, MALTA, anthracite/silver | 13.2308 | 35 | 1 | pc. | 10 | pc. | 112 | 85366990990 | switch range | MALTA
923502087 | 4008224644020 | PARIS - earthed socket outlet - 1-fold, 16 A, 250 V~, colour: arctic white | 12.7692 | 35 | 1 | pc. | 10 | pc. | 112 | 85366990990 | switch range | PARIS
923520089 | 4008224644013 | PARIS - earthed socket outlet - colour: silver | 14.8077 | 35 | 1 | pc. | 10 | pc. | 112 | 85366990990 | switch range | PARIS
923550080 | 4008224656955 | PARIS - Earthed socket outlet - colour: black | 16.3654 | 35 | 1 | pc. | 10 | pc. | 112 | 85366990990 | switch range | PARIS
924029084 | 4008224593052 | Earthed socket outlet, 1-fold, with shutter, 16A, 250V~, VENEDIG, pure-white | 19.1154 | 35 | 1 | pc. | 10 | pc. | 112 | 85366990990 | switch range | VENEDIG
924043082 | 4008224592765 | Earthed socket outlet, 1-fold, with shutter, 16A, 250V~, VENEDIG, platinum | 20.4231 | 35 | 1 | pc. | 10 | pc. | 112 | 85366990990 | switch range | VENEDIG
924129056 | 4008224593069 | Profi-Pack: 6 Earthed socket outlet, 1-fold, with shutter, 16A, 250V~, VENEDIG, pure-white | 103.5769 | 35 | 1 | pc. | 1 | pc. | 112 | 85366990990 | switch range | VENEDIG
924143054 | 4008224592772 | Profi-Pack: 6 Earthed socket outlet, 1-fold, with shutter, 16A, 250V~, VENEDIG, platinum | 111.6154 | 35 | 1 | pc. | 1 | pc. | 112 | 85366990990 | switch range | VENEDIG
924329083 | 4008224593076 | Earthed socket outlet, with hinged lid and shutter, 16A, 250V~, VENEDIG, pure-white | 27.9038 | 35 | 1 | pc. | 3 | pc. | 112 | 85366990990 | switch range | VENEDIG
924343081 | 4008224592789 | Earthed socket outlet, with hinged lid and shutter, 16A, 250V~, VENEDIG, platinum | 29.2115 | 35 | 1 | pc. | 3 | pc. | 112 | 85366990990 | switch range | VENEDIG
924729085 | 4008224593090 | Antenna socket TV/RF single and interim socket for cable TV, single and connected units, VENEDIG, pure-white | 72.0192 | 35 | 1 | pc. | 3 | pc. | 112 | 85291095000 | switch range | VENEDIG
924743083 | 4008224592802 | Antenna socket TV/RF single and interim socket for cable TV, single and connected units, VENEDIG, platinum | 74.9038 | 35 | 1 | pc. | 3 | pc. | 112 | 85291095000 | switch range | VENEDIG
924829088 | 4008224593113 | Cover plate for antenna socket TV/RF/SAT, included: 3 screw (1 piece M3x13mm, M3x16mm, M3x25mm), suitable for all leading manufacturers, VENIDIG, pure-white | 86.3654 | 35 | 1 | pc. | 3 | pc. | 112 | 85291095000 | switch range | VENEDIG
924843086 | 4008224592826 | Antenna socket TV/RF/SAT single and lead line socket for single units and decoupled lead lines for satellite and cable TV, suitable for digital signals, VENEDIG, platinum | 89.3077 | 35 | 1 | pc. | 3 | pc. | 112 | 85291095000 | switch range | VENEDIG
926226539 | 4008224581394 | UAE-Telephone-socket outlet 2x8-pole parallel, VIENNA, rosewood | 32.4615 | 35 | 1 | pc. | 5 | pc. | 112 | 85366990990 | switch range | VIENNA
926613081 | 4008224572033 | Socket outlet without earth, with shutter, 1-fold, MILANO, white | 15.4231 | 35 | 1 | pc. | 10 | pc. | 112 | 85366990990 | switch range | MILANO
926620085 | 4008224582407 | Socket outlet, 1-fold, without earth, with shutter, 10A, 250V~, MILANO, steel-colour | 16.9808 | 35 | 1 | pc. | 10 | pc. | 112 | 85366990990 | switch range | MILANO
927601084 | 4008224562225 | Double earthed socket outlet with shutter, for the installation in a single switch box Ø60mm, 16A, 250V~, MALTA (THAYA), white | 21.1923 | 35 | 1 | pc. | 3 | pc. | 112 | 85366990990 | switch range | MALTA
927602084 | 4008224562041 | Double earthed socket outlet with shutter, for the installation in a single switch box Ø60mm, 16A, 250V~, MALTA, arctic-white | 21.1923 | 35 | 1 | pc. | 3 | pc. | 112 | 85366990990 | switch range | MALTA
927615084 | 4008224566971 | Double earthed socket outlet with shutter, for the installation in a single switch box Ø60mm, 16A, 250V~, MALTA, anthracite | 22.5385 | 35 | 1 | pc. | 3 | pc. | 112 | 85366990990 | switch range | MALTA
927620086 | 4008224564649 | Double earthed socket outlet, with shutter, for the installation in a single switch box Ø 60mm | 22.5385 | 35 | 1 | pc. | 3 | pc. | 112 | 85366990990 | switch range | MALTA
927713085 | 4008224568029 | Double earthed socket outlet, with shutter, for the installation in a single switch box Ø 60mm | 22.2692 | 35 | 1 | pc. | 3 | pc. | 112 | 85366990990 | switch range | MILANO
927720089 | 4008224568036 | Double earthed socket outlet, with shutter, for the installation in a single switch box Ø 60mm | 26.5385 | 35 | 1 | pc. | 3 | pc. | 112 | 85366990990 | switch range | MILANO
928002087 | 9008229280051 | PARIS - TDO telephone socket outlet - colour: arctic white | 26.5385 | 35 | 1 | pc. | 3 | pc. | 112 | 85389099990 | switch range | PARIS
928026085 | 9008229280297 | Flush-mounted telephone socket TDO, PARIS, rosewood-brown | 31.8269 | 35 | 1 | pc. | 3 | pc. | 112 | 85389099990 | switch range | PARIS
929515083 | 4008224578882 | ATHENIS - Double earthed socket outlet without shutter for the installation in a single switch box Ø60mm, 16A, 250V~, colour: anthracite | 29.2115 | 35 | 1 | pc. | 3 | pc. | 112 | 85366990990 | switch range | ATHENIS
929529084 | 4008224585088 | ATHENIS - Double earthed socket outlet without shutter for the installation in a single switch box Ø60mm, 16A, 250V~, colour: pure white | 26.5385 | 35 | 1 | pc. | 3 | pc. | 112 | 85366990990 | switch range | ATHENIS
929547086 | 4008224579391 | ATHENIS - Double earthed socket outlet without shutter for the installation in a single switch box Ø60mm, 16A, 250V~, colour: steel | 29.2115 | 35 | 1 | pc. | 3 | pc. | 112 | 85366990990 | switch range | ATHENIS
940015083 | 4008224578820 | ATHENIS - Earthed socket outlet with shutter, 1-fold, 16A, 250V~, colour: anthracite | 20.9615 | 35 | 1 | pc. | 10 | pc. | 112 | 85366990990 | switch range | ATHENIS
940029084 | 4008224585057 | ATHENIS - Earthed socket outlet with shutter, 1-fold, 16A, 250V~, colour: pure white | 16.9808 | 35 | 1 | pc. | 10 | pc. | 112 | 85366990990 | switch range | ATHENIS
940032084 | 4008224673709 | ATHENIS - Safety socket with increased protection against accidental contact, nominal current 16A, nominal voltage 250V~, protection class IP20, colour: arctic white matt | 20.9615 | 35 | 1 | pc. | 10 | pc. | 112 | 85366990990 | switch range | ATHENIS
940034086 | 4008224673716 | ATHENIS - Safety socket with increased protection against accidental contact, nominal current 16A, nominal voltage 250V~, protection class IP20, colour: grey matt | 20.9615 | 35 | 1 | pc. | 10 | pc. | 112 | 85366990990 | switch range | ATHENIS
940047086 | 4008224579360 | ATHENIS - Earthed socket outlet with shutter, 1-fold, 16A, 250V~, colour: steel | 20.9615 | 35 | 1 | pc. | 10 | pc. | 112 | 85366990990 | switch range | ATHENIS
940050086 | 4008224672627 | ATHENIS - Safety socket with increased protection against accidental contact, nominal current 16A, nominal voltage 250V~, protection class IP20, colour: black matt | 20.9615 | 35 | 1 | pc. | 10 | pc. | 112 | 85366990990 | switch range | ATHENIS
940115086 | 4008224578868 | ATHENIS - Earthed socket outlet with hinged lid and shutter, 1-fold, 16A, 250V~, colour: anthracite | 29.6154 | 35 | 1 | pc. | 3 | pc. | 112 | 85366990990 | switch range | ATHENIS
940129087 | 4008224585071 | ATHENIS - Earthed socket outlet with hinged lid and shutter, 1-fold, 16A, 250V~, colour: pure white | 26.0577 | 35 | 1 | pc. | 3 | pc. | 112 | 85366990990 | switch range | ATHENIS
940132087 | 4008224673723 | ATHENIS - Safety socket with hinged lid and increased protection against accidental contact, nominal current 16A, nominal voltage 250V~, protection class IP20, colour: arctic white matt | 29.6154 | 35 | 1 | pc. | 3 | pc. | 112 | 85366990990 | switch range | ATHENIS
940134089 | 4008224673730 | ATHENIS - Safety socket with hinged lid and increased protection against accidental contact, nominal current 16A, nominal voltage 250V~, protection class IP20, colour: grey matt | 29.6154 | 35 | 1 | pc. | 3 | pc. | 112 | 85366990990 | switch range | ATHENIS
940147089 | 4008224579384 | ATHENIS - Earthed socket outlet with hinged lid and shutter, 1-fold, 16A, 250V~, colour: steel | 29.6154 | 35 | 1 | pc. | 3 | pc. | 112 | 85366990990 | switch range | ATHENIS
940150089 | 4008224672634 | ATHENIS - Safety socket with hinged lid and increased protection against accidental contact, nominal current 16A, nominal voltage 250V~, protection class IP20, colour: black matt | 29.6154 | 35 | 1 | pc. | 3 | pc. | 112 | 85366990990 | switch range | ATHENIS
940229080 | 4008224637299 | ATHENIS - 2-way earthed socket with increased protection against accidental contact, nominal current 16A, nominal voltage 250V~, protection class IP20, colour: pure white | 35.7885 | 35 | 1 | pc. | 3 | pc. | 112 | 85366990990 | switch range | ATHENIS
940234082 | 4008224673754 | ATHENIS - 2-way earthing socket with increased protection against accidental contact, nominal current 16A, nominal voltage 250V~, protection class IP20, colour: grey matt | 43.9615 | 35 | 1 | pc. | 3 | pc. | 112 | 85366990990 | switch range | ATHENIS
940250082 | 4008224672641 | ATHENIS - 2-way earthing socket with increased protection against accidental contact, nominal current 16A, nominal voltage 250V~, protection class IP20, colour: black matt | 43.9615 | 35 | 1 | pc. | 3 | pc. | 112 | 85366990990 | switch range | ATHENIS
941102063 | 4008224549349 | Double earthed socket outlet, without shutter, for the installation in a single switch box Ø60mm, 16A, 250V~, PARIS, arctic-white | 21.1923 | 35 | 1 | pc. | 3 | pc. | 112 | 85366990990 | switch range | PARIS
941120089 | 4008224551915 | Double earthed socket outlet, for the installation in a single switch box Ø 60mm | 23.0577 | 35 | 1 | pc. | 3 | pc. | 112 | 85366990990 | switch range | PARIS
941126061 | 4008224549400 | Double earthed socket outlet, for the installation in a single switch box Ø 60mm | 23.0577 | 35 | 1 | pc. | 3 | pc. | 112 | 85366990990 | switch range | PARIS
941126535 | 9008229411011 | VIE earthed socket outlet, 2f, rosewood | 23.25 | 35 | 1 | pc. | 5 | pc. | 112 | 85366990990 | switch range | VIENNA
941150080 | 4008224656993 | Double earthed socket outlet, without shutter, for the installation in a single switch box Ø60mm, 16A, 250V~, PARIS, black | 27.4038 | 35 | 1 | pc. | 3 | pc. | 112 | 85366990990 | switch range | PARIS
941215080 | 4008224578905 | ATHENIS - Antenna socket TV/RF, single and pass-through socket for cable TV, individual and communal systems, protection class IP20, colour: anthracite | 72.0192 | 35 | 1 | pc. | 3 | pc. | 112 | 85291095000 | switch range | ATHENIS
941229081 | 4008224585095 | ATHENIS - Antenna socket TV/RF, single and pass-through socket for cable TV, individual and communal systems, protection class IP20, colour: pure white | 69.0962 | 35 | 1 | pc. | 3 | pc. | 112 | 85291095000 | switch range | ATHENIS
941232081 | 4008224673785 | ATHENIS - antenna socket TV/RF, single and pass-through socket outlet for cable TV, single and community installations, protection class IP20, colour: arctic white matt | 72.0192 | 35 | 1 | pc. | 3 | pc. | 112 | 85291095000 | switch range | ATHENIS
941234083 | 4008224673792 | ATHENIS - antenna socket TV/RF, single and pass-through socket outlet for cable TV, single and community installations, protection class IP20, colour: grey matt | 72.0192 | 35 | 1 | pc. | 3 | pc. | 112 | 85291095000 | switch range | ATHENIS
941247083 | 4008224579407 | ATHENIS - Antenna socket TV/RF, single and pass-through socket for cable TV, individual and communal systems, protection class IP20, colour: steel | 72.0192 | 35 | 1 | pc. | 3 | pc. | 112 | 85291095000 | switch range | ATHENIS
941250083 | 4008224673808 | ATHENIS - antenna socket TV/RF, single and pass-through socket outlet for cable TV, single and community installations, protection class IP20, colour: black matt | 72.0192 | 35 | 1 | pc. | 3 | pc. | 112 | 85291095000 | switch range | ATHENIS
941315083 | 4008224578912 | ATHENIS - Antenna socket TV/RF/SAT, single and stub socket for individual systems and decoupled stub cables in satellite and cable television, suitable for digital use, protection class IP20, colour: anthracite | 86.3654 | 35 | 1 | pc. | 3 | pc. | 112 | 85291095000 | switch range | ATHENIS
941329084 | 4008224585101 | ATHENIS - Antenna socket TV/RF/SAT, single and stub socket for individual systems and decoupled stub cables in satellite and cable television, suitable for digital use, protection class IP20, colour: pure white | 83.5 | 35 | 1 | pc. | 3 | pc. | 112 | 85291095000 | switch range | ATHENIS
941347086 | 4008224579414 | ATHENIS - Antenna socket TV/RF/SAT, single and stub socket for individual systems and decoupled stub cables in satellite and cable television, suitable for digital use, protection class IP20, colour: steel | 86.3654 | 35 | 1 | pc. | 3 | pc. | 112 | 85291095000 | switch range | ATHENIS
942501089 | 4008224582506 | Socket outlet without earth, with shutter, 2-fold, MALTA, white | 23.0577 | 35 | 1 | pc. | 5 | pc. | 112 | 85366990990 | switch range | MALTA
942520082 | 4008224582537 | Socket outlet without earth, with shutter, 2-fold, MALTA, silver | 22.5385 | 35 | 1 | pc. | 5 | pc. | 112 | 85366990990 | switch range | MALTA
943015055 | 4008224578851 | Profi-Pack: 6 Earthed socket outlets with shutter, 16A, 250V~, ATHENIS, anthracite | 103.5769 | 35 | 1 | pc. | 1 | pc. | 112 | 85366990990 | switch range | ATHENIS
943029056 | 4008224585064 | Profi-Pack: 6 Earthed socket outlets with shutter, 16A, 250V~, ATHENIS, pure-white | 92.9615 | 35 | 1 | pc. | 1 | pc. | 112 | 85366990990 | switch range | ATHENIS
943032056 | 4008224673815 | ATHENIS - Profi-Pack: 6x socket outlet with shutter, 16AX, 250V~, colour: arctic white matt | 103.5769 | 35 | 1 | pc. | 1 | pc. | 112 | 85366990990 | switch range | ATHENIS
943034058 | 4008224673822 | ATHENIS - professional pack: 6x protective contact socket with increased contact protection. The rated current is 16A and the rated voltage is 250V~, protection class IP20, colour: matt grey | 103.5769 | 35 | 1 | pc. | 1 | pc. | 112 | 85366990990 | switch range | ATHENIS
943047058 | 4008224579377 | Profi-Pack: 6 Earthed socket outlets with shutter, 16A, 250V~, ATHENIS, steel-colour | 103.5769 | 35 | 1 | pc. | 1 | pc. | 112 | 85366990990 | switch range | ATHENIS
943050058 | 4008224672665 | ATHENIS - profi-pack: 6 earthed socket outlets with shutter, 16A, 250V~, ATHENIS, colour: black matt | 103.5769 | 35 | 1 | pc. | 1 | pc. | 112 | 85366990990 | switch range | ATHENIS
944413087 | 4008224572057 | Socket outlet without earth, with shutter, 2-fold, MILANO, white | 23.0577 | 35 | 1 | pc. | 5 | pc. | 112 | 85366990990 | switch range | MILANO
944602085 | 4008224572156 | Earthed socket outlet with central contact, 2-fold, with shutter, PARIS, arctic-white | 22.5385 | 35 | 1 | pc. | 5 | pc. | 112 | 85366990990 | switch range | PARIS
944626083 | 4008224572187 | Earthed socket outlet with central contact, 2-fold, with shutter, PARIS, rosewood | 23.0577 | 35 | 1 | pc. | 5 | pc. | 112 | 85366990990 | switch range | PARIS
944650088 | 4008224657051 | Earthed socket outlet with central contact, 2-fold, with shutter, PARIS, black | 27.2885 | 35 | 1 | pc. | 5 | pc. | 112 | 85366990990 | switch range | PARIS
944702088 | 4008224572163 | Socket outlet without earth, with shutter, 2-fold, PARIS, arctic-white | 22.5385 | 35 | 1 | pc. | 5 | pc. | 112 | 85366990990 | switch range | PARIS
944750081 | 4008224657044 | Socket outlet without earth, with shutter, 2-fold, PARIS, black | 28.7115 | 35 | 1 | pc. | 5 | pc. | 112 | 85366990990 | switch range | PARIS
944802081 | 4008224572170 | Earthed socket outlet with central earth contact and hinged lid, 1-fold, PARIS, arctic-white | 22.5385 | 35 | 1 | pc. | 3 | pc. | 112 | 85366990990 | switch range | PARIS
944826089 | 4008224572200 | Earthed socket outlet with central earth contact and hinged lid, 1-fold, PARIS, rosewood | 23.0577 | 35 | 1 | pc. | 3 | pc. | 112 | 85366990990 | switch range | PARIS
944826539 | 4008224581165 | Earthed socket outlet with central earth contact and hinged lid, 1-fold, VIENNA, rosewood | 23.25 | 35 | 1 | pc. | 3 | pc. | 112 | 85366990990 | switch range | VIENNA
944850084 | 4008224657037 | Earthed socket outlet with central earth contact and hinged lid, 1-fold, PARIS, arctic-white | 19.0962 | 35 | 1 | pc. | 3 | pc. | 112 | 85366990990 | switch range | PARIS
945001087 | 4008224577618 | Earthed socket outlet without shutter, 16A, 250V~, RIVO, cream | 10.3462 | 35 | 1 | pc. | 10 | pc. | 112 | 85366990990 | switch range | RIVO
945015088 | 4008224640251 | RIVO - earthed socket outlet - 16 A, 250 V~, colour: anthracite | 9.9808 | 35 | 1 | pc. | 10 | pc. | 112 | 85366990990 | switch range | RIVO
945017080 | 4008224577335 | Earthed socket outlet without shutter, 16A, 250V~, RIVO, white | 10.3462 | 35 | 1 | pc. | 10 | pc. | 112 | 85366990990 | switch range | RIVO
945101059 | 4008224577632 | Profi-Pack: 6 Earthed socket outlet with shutter, 16A, 250V~, RIVO, cream | 63.7308 | 35 | 1 | pc. | 1 | pc. | 112 | 85366990990 | switch range | RIVO
945115050 | 4008224640220 | RIVO - Profi-Pack: 6 Earthed socket outlet with shutter - 16 A, 250 V~, colour: anthracite | 61.3654 | 35 | 1 | pc. | 1 | pc. | 112 | 85366990990 | switch range | RIVO
945117052 | 4008224577359 | Profi-Pack: 6 Earthed socket outlet with shutter, 16A, 250V~, RIVO, white | 63.7308 | 35 | 1 | pc. | 1 | pc. | 112 | 85366990990 | switch range | RIVO
945201083 | 4008224577649 | Earthed socket outlet with hinged lid and shutter, 16A, 250V~, RIVO, cream | 21.1923 | 35 | 1 | pc. | 3 | pc. | 112 | 85366990990 | switch range | RIVO
945215084 | 4008224640039 | RIVO - Earthed socket outlet with hinged lid and shutter - 16 A, 250 V~, colour: anthracite | 20.4423 | 35 | 1 | pc. | 3 | pc. | 112 | 85366990990 | switch range | RIVO
945217086 | 4008224577366 | Earthed socket outlet with hinged lid and shutter, 16A, 250V~, RIVO, white | 21.1923 | 35 | 1 | pc. | 3 | pc. | 112 | 85366990990 | switch range | RIVO
945701088 | 4008224577656 | Earthed socket outlet without shutter, 2-fold, 16A, 250V~, RIVO, cream | 20.4231 | 35 | 1 | pc. | 3 | pc. | 112 | 85366990990 | switch range | RIVO
945715089 | 4008224640046 | Earthed socket outlet without shutter, 2-fold, 16A, 250V~, RIVO, anthracite | 19.6731 | 35 | 1 | pc. | 3 | pc. | 112 | 85366990990 | switch range | RIVO
945717081 | 4008224577373 | Earthed socket outlet without shutter, 2-fold, 16A, 250V~, RIVO, white | 20.4231 | 35 | 1 | pc. | 3 | pc. | 112 | 85366990990 | switch range | RIVO
948629080 | 4008224637367 | ATHENIS - socket without earth, rated current 16A, rated voltage 250V~. protection class IP20, colour: pure white | 16.5577 | 35 | 1 | pc. | 5 | pc. | 112 | 85366990990 | switch range | ATHENIS
948634082 | 4008224673846 | ATHENIS - Socket without earth, rated current 16A, rated voltage 250V~, protection class IP20, colour: grey matt | 22.2115 | 35 | 1 | pc. | 10 | pc. | 112 | 85366990990 | switch range | ATHENIS
949013004 | 4008224589086 | Earthed socket outlet, without shutter, 1-fold, 16A, 250V~, CADIZ, arctic-white | 6.6154 | 35 | 1 | pc. | 10 | pc. | 112 | 85366990990 | switch range | CADIZ
949329082 | 4008224585040 | ATHENIS - Earthed socket outlet without shutter, 1-fold, 16A, 250V~, colour: pure white | 15.4231 | 35 | 1 | pc. | 10 | pc. | 112 | 85366990990 | switch range | ATHENIS
954015084 | 4008224650939 | ATHENIS - Earthed socket with hinged lid and increased protection against accidental contact, nominal current 16A, nominal voltage 250V~, protection class IP44, colour: anthracite | 43.5577 | 35 | 1 | pc. | 5 | pc. | 112 | 85366990990 | switch range | ATHENIS IP44
954029085 | 4008224650915 | ATHENIS - Earthed socket with hinged lid and increased protection against accidental contact, nominal current 16A, nominal voltage 250V~, protection class IP44, colour: pure white | 35.8654 | 35 | 1 | pc. | 5 | pc. | 112 | 85366990990 | switch range | ATHENIS IP44
954047087 | 4008224650922 | ATHENIS - Earthed socket with hinged lid and increased protection against accidental contact, nominal current 16A, nominal voltage 250V~, protection class IP44, colour: steel | 43.5577 | 35 | 1 | pc. | 5 | pc. | 112 | 85366990990 | switch range | ATHENIS IP44
100502000 | 4008224186452 | Triple earthed socket outlet | 22.1538 | 35 | 1 | pc. | 5 | pc. | 113 | 85366990990 | switch range | STANDARD surface installation
100505003 | 4008224669238 | SUREFACE MOUNT, earthed socket outlet, 3-fold, 16A, 250V~,black | 22.1538 | 35 | 1 | pc. | 5 | pc. | 113 | 85366990990 | switch range | STANDARD surface installation
101801009 | 4008224615488 | SUREFACE MOUNT - Earthed socket outlet - 1-fold, colour: cream | 9.0865 | 35 | 1 | pc. | 10 | pc. | 113 | 85366990990 | switch range | STANDARD surface installation
101802000 | 4008224186407 | Surface mount earthed socket outlet, 1-fold, 16A, 250V~, arctic-white | 9.0865 | 35 | 1 | pc. | 10 | pc. | 113 | 85366990990 | switch range | STANDARD surface installation
101805003 | 4008224669214 | STANDARD - surface mount earthed socket outlet, 1-fold, 16A, 250V~, colour: black | 9.0865 | 35 | 1 | pc. | 10 | pc. | 113 | 85366990990 | switch range | STANDARD surface installation
102501001 | 4008224615495 | SUREFACE Mount - double earthed socket outlet - 2-pole, 16A, 250V~, colour: cream | 14.0365 | 35 | 1 | pc. | 10 | pc. | 113 | 85366990990 | switch range | STANDARD surface installation
102502002 | 4008224186445 | SUREFACE MOUNT, double earthed socket outlet, 2-pole, 16A, 250V~, arctic-white | 14.0365 | 35 | 1 | pc. | 10 | pc. | 113 | 85366990990 | switch range | STANDARD surface installation
102505005 | 4008224669221 | STANDARD - surface-mount, double earthed socket outlet, 2-pole, 16A, 250V~, colour: black | 14.0365 | 35 | 1 | pc. | 10 | pc. | 113 | 85366990990 | switch range | STANDARD surface installation
106902008 | 4008224486613 | Surface mount socket outlet without earth, 2-fold,withshutter, cream- white | 9.0865 | 35 | 1 | pc. | 10 | pc. | 113 | 85366990990 | CEE material | CEE material
108102006 | 4008224590518 | Surface mount earthed socket outlet with central earth contact, 1-fold, without shutter, IP20, 16A, 250V~,arctic-white | 9.0865 | 35 | 1 | pc. | 10 | pc. | 113 | 85366990990 | switch range | STANDARD surface installation
108105009 | 4008224669252 | Surface mount earthed socket outlet with central earth contact, 1-fold, without shutter, IP20, 16A, 250V~, black | 9.0865 | 35 | 1 | pc. | 10 | pc. | 113 | 85366990990 | switch range | STANDARD surface installation
108201008 | 4008224656634 | Surface mount socket outlet without earth, 1-fold,withshutter, arctic- cream | 9.0865 | 35 | 1 | pc. | 10 | pc. | 113 | 85366990990 | switch range | STANDARD surface installation
108202009 | 4008224656757 | Surface mount socket outlet without earth, 1-fold,withshutter, arctic- white | 9.0865 | 35 | 1 | pc. | 10 | pc. | 113 | 85366990990 | switch range | STANDARD surface installation
108302002 | 4008224616119 | Surface mount socket outlet without earth, 1-fold,withshutter, arctic- white | 15.5596 | 35 | 1 | pc. | 5 | pc. | 113 | 85366990990 | switch range | STANDARD surface installation
108402005 | 4008224590525 | Surface mount earthed socket outlet with central earth contact, 2-fold, without shutter, IP20, 16A, 250V~,arctic-white | 14.5038 | 35 | 1 | pc. | 5 | pc. | 113 | 85366990990 | switch range | STANDARD surface installation
108405008 | 4008224669269 | Surface mount earthed socket outlet with central earth contact, 2-fold, without shutter, IP20, 16A, 250V~, black | 14.5038 | 35 | 1 | pc. | 5 | pc. | 113 | 85366990990 | switch range | STANDARD surface installation
108501007 | 4008224656726 | Surface mount socket outlet without earth, 2-fold,withshutter, cream- white | 14.5038 | 35 | 1 | pc. | 5 | pc. | 113 | 85366990990 | switch range | STANDARD surface installation
108502008 | 4008224656740 | Surface mount socket outlet without earth, 2-fold,withshutter, arctic-white | 14.5038 | 35 | 1 | pc. | 5 | pc. | 113 | 85366990990 | switch range | STANDARD surface installation
108802007 | 4008224589918 | Universal switch (off and change-over)- socket outlet combination | 27.3808 | 35 | 1 | pc. | 5 | pc. | 113 | 85366990990 | switch range | STANDARD surface installation
108805000 | 4008224669245 | STANDARD - Surface mount, combination universal switch (off and change-over switch) and earthed socket outlet, without shutter,10AX/16A, 250V~, IP20, colour: black | 27.3808 | 35 | 1 | pc. | 5 | pc. | 113 | 85366990990 | switch range | STANDARD surface installation
108902002 | 4008224616126 | Surface mount socket outlet without earth, 2-fold,withshutter, arctic-white | 27.3808 | 35 | 1 | pc. | 5 | pc. | 113 | 85366990990 | switch range | STANDARD surface installation
109005007 | 4008224669276 | Surface mount, combination universal switch (off and change-over switch) and earthed socket outlet with central earth contact, without shutter, 10AX/16A, 250V~, IP20,STANDARD, black | 27.3808 | 35 | 1 | pc. | 5 | pc. | 113 | 85366990990 | switch range | STANDARD surface installation
109102007 | 4008224630139 | Surface mount combination without earthed socket outlet, with shutter, arctic-white | 27.3808 | 35 | 1 | pc. | 5 | pc. | 113 | 85366990990 | switch range | STANDARD surface installation
109413042 | 4008224591058 | Surface mount, earthed socket outlet, 1-fold, without shutter, IP20, 16A, 250V~, colour: white | 5.9192 | 35 | 1 | pc. | 10 | pc. | 113 | 85366990990 | switch range | STANDARD surface installation
109513045 | 4008224591065 | Surface mount, earthed socket outlet, 2-fold, without shutter, with base plate, IP20, 16A, 250V~, BASIS, white | 10.2981 | 35 | 1 | pc. | 5 | pc. | 113 | 85366990990 | switch range | STANDARD surface installation
513501001 | 4008224615471 | Surface-mounted - series switch - colour: creme white | 19.6615 | 35 | 1 | pc. | 5 | pc. | 113 | 85365080900 | switch range | STANDARD surface installation
513502002 | 4008224186469 | Surface mount series switch, 10AX, 250V~, arctic-white | 19.6615 | 35 | 1 | pc. | 5 | pc. | 113 | 85365080900 | switch range | STANDARD surface installation
513505005 | 4008224669184 | Surface mount series switch, 10AX, 250V~, black | 19.6615 | 35 | 1 | pc. | 5 | pc. | 113 | 85365080900 | switch range | STANDARD surface installation
513601004 | 4008229270392 | Surface-mounted - universal switch (off and change-over) - colour: creme white | 13.0327 | 35 | 1 | pc. | 10 | pc. | 113 | 85365080900 | switch range | STANDARD surface installation
513602005 | 4008224186476 | Surface mount, universal switch (off and change-over switch), 10AX, 250V~, arctic-white | 13.0327 | 35 | 1 | pc. | 10 | pc. | 113 | 85365080900 | switch range | STANDARD surface installation
513605008 | 4008224669122 | Surface mount, universal switch (off and change-over switch), 10AX, 250V~, black | 13.0327 | 35 | 1 | pc. | 10 | pc. | 113 | 85365080900 | switch range | STANDARD surface installation
513702008 | 4008224186483 | Surface mount cross switch, 10AX, 250V~, arctic-white | 29.5442 | 35 | 1 | pc. | 5 | pc. | 113 | 85365080900 | switch range | STANDARD surface installation
513705001 | 4008224669139 | STANDARD - surface mount cross switch, 10AX, 250V~, colour: black | 29.5442 | 35 | 1 | pc. | 5 | pc. | 113 | 85365080900 | switch range | STANDARD surface installation
514301006 | 4008224615457 | Surface-mounted - pushbutton switch - colour: creme white | 17.2212 | 35 | 1 | pc. | 5 | pc. | 113 | 85365080900 | switch range | STANDARD surface installation
514302007 | 4008224186490 | Surface mount, pushbutton switch, 10AX, 250V~, arctic-white | 17.2212 | 35 | 1 | pc. | 5 | pc. | 113 | 85365080900 | switch range | STANDARD surface installation
514305000 | 4008224669146 | STANDARD - surface mount cross switch, 10AX, 250V~, colour: black | 17.2212 | 35 | 1 | pc. | 5 | pc. | 113 | 85365080900 | switch range | STANDARD surface installation
514402000 | 4008224575324 | Surface mount, pushbutton switch (break contact element), 10AX, 250V~, arctic-white | 17.2212 | 35 | 1 | pc. | 5 | pc. | 113 | 85365080900 | switch range | STANDARD surface installation
514405003 | 4008224669160 | Surface mount, pushbutton switch (break contact element), 10A, 250V~, black | 17.2212 | 35 | 1 | pc. | 5 | pc. | 113 | 85365080900 | switch range | STANDARD surface installation
514601005 | 4008224615464 | Surface-mounted - control switch - colour: creme white | 36.9 | 35 | 1 | pc. | 5 | pc. | 113 | 85365080900 | switch range | STANDARD surface installation
514602006 | 4008224186506 | Surface mount control switch (off and change-over switch), illuminated flush, 10AX, 250V~, arctic-white | 36.9 | 35 | 1 | pc. | 5 | pc. | 113 | 85365080900 | switch range | STANDARD surface installation
514605009 | 4008224669177 | Surface mount control switch (off and change-over switch), illuminated flush, 10AX, 250V~, black | 36.9 | 35 | 1 | pc. | 5 | pc. | 113 | 85365080900 | switch range | STANDARD surface installation
517513042 | 4008224591027 | Surface mount series switch, with base plate, IP20, 10AX, 250V~, BASIS, white | 7.1481 | 35 | 1 | pc. | 5 | pc. | 113 | 85365080900 | switch range | STANDARD surface installation
517613045 | 4008224591010 | Surface mount, universal switch (off and change-over switch), with base plate, IP20, 10AX, 250V~, BASIS, white | 6.3346 | 35 | 1 | pc. | 10 | pc. | 113 | 85365080900 | switch range | STANDARD surface installation
103302007 | 4008224338226 | Surface mount earthed socket outlet 1-fold, hinged lid with inscription area, IP44, 16A, 250V~, BLUE ELECTRIC, arctic-white | 19.0729 | 25 | 1 | pc. | 10 | pc. | 114 | 85366990990 | switch range | BLUE ELECTRIC
103315007 | 4008224654418 | Surface mount earthed socket outlet 1-fold, hinged lid with inscription area, IP44, 16A, 250V~, BLUE ELECTRIC, anthracite | 20.0471 | 25 | 1 | pc. | 10 | pc. | 114 | 85366990990 | switch range | BLUE ELECTRIC
103356006 | 4008224259392 | Surface mount earthed socket outlet 1-fold, hinged lid with inscription area, IP44, 16A, 250V~, BLUE ELECTRIC, grey | 19.0729 | 25 | 1 | pc. | 10 | pc. | 114 | 85366990990 | switch range | BLUE ELECTRIC
103402000 | 4008224338240 | Surface mount earthed socket outlet with safety lock, 16A, 250V~, hinged lid with inscription area, including lock and two keys, closure Typ0, IP44, BLUE ELECTRIC, arctic-white | 64.3341 | 25 | 1 | pc. | 1 | pc. | 114 | 85366990990 | switch range | BLUE ELECTRIC
103415000 | 4008224654517 | Surface mount earthed socket outlet with safety lock, 16A, 250V~, hinged lid with inscription area, including lock and two keys, closure Typ0, IP44, BLUE ELECTRIC, anthracite | 67.5529 | 25 | 1 | pc. | 1 | pc. | 114 | 85366990990 | switch range | BLUE ELECTRIC
103456009 | 4008224259408 | Surface mount earthed socket outlet with safety lock, 16A, 250V~, hinged lid with inscription area, including lock and two keys, closure Typ0, IP44, BLUE ELECTRIC, grey | 64.3341 | 25 | 1 | pc. | 1 | pc. | 114 | 85366990990 | switch range | BLUE ELECTRIC
103500001 | 4008224630214 | BLUE ELECTRIC - Surface mount - earthed socket outlet with hinged lid and safety lock, 16 A, 250 V~, IP44, colour: grey | 64.3341 | 25 | 1 | pc. | 1 | pc. | 114 | 85366990990 | switch range | BLUE ELECTRIC
103502003 | 4008224338257 | Surface mount earthed socket outlet with safety lock, 16A, 250V~, hinged lid with inscription area, including lock and two keys, closure Typ1, IP44, BLUE ELECTRIC, arctic-white | 64.3341 | 25 | 1 | pc. | 1 | pc. | 114 | 85366990990 | switch range | BLUE ELECTRIC
103503004 | 4008224654838 | BLUE ELECTRIC - Surface mount - earthed socket outlet with hinged lid and safety lock, 16 A, 250 V~, IP44, colour: anthracite | 67.5529 | 25 | 1 | pc. | 1 | pc. | 114 | 85366990990 | switch range | BLUE ELECTRIC
103506007 | 4008224630221 | BLUE ELECTRIC - Surface mount - Earthed socket outlet with hinged lid and safety lock - 16 A, 250 V~, IP44, colour: arctic white | 64.3341 | 25 | 1 | pc. | 1 | pc. | 114 | 85366990990 | switch range | BLUE ELECTRIC
103512000 | 4008224630238 | BLUE ELECTRIC - Surface mount - earthed socket outlet with hinged lid and safety lock - 16 A, 250 V~, IP44, colour: grey | 64.3341 | 25 | 1 | pc. | 1 | pc. | 114 | 85366990990 | switch range | BLUE ELECTRIC
103513001 | 4008224654746 | BLUE ELECTRIC - earthed socket outlet with hanged lid and safety lock, colour: anthracite | 67.5529 | 25 | 1 | pc. | 1 | pc. | 114 | 85366990990 | switch range | BLUE ELECTRIC
103515003 | 4008224654531 | BLUE ELECTRIC - earthed socket outlet with hanged lid and safety lock, colour: anthracite | 67.5529 | 25 | 1 | pc. | 1 | pc. | 114 | 85366990990 | switch range | BLUE ELECTRIC
103516004 | 4008224630245 | BLUE ELECTRIC - Surface mount - Earthed socket outlet with hinged lid and safety lock - 16 A, 250 V~, IP44, colour: arctic white | 64.3341 | 25 | 1 | pc. | 1 | pc. | 114 | 85366990990 | switch range | BLUE ELECTRIC
103522007 | 4008224630252 | BLUE ELECTRIC - Surface mount - Earthed socket outlet with hinged lid and safety lock - 16 A, 250 V~, IP44, colour: grey | 64.3341 | 25 | 1 | pc. | 1 | pc. | 114 | 85366990990 | switch range | BLUE ELECTRIC
103523008 | 4008224654753 | BLUE ELECTRIC - Surface mount - Earthed socket outlet with hinged lid and safety lock - 16 A, 250 V~, IP44, colour: anthracite | 67.5529 | 25 | 1 | pc. | 1 | pc. | 114 | 85366990990 | switch range | BLUE ELECTRIC
103526001 | 4008224630269 | BLUE ELECTRIC - Surface mount - Earthed socket outlet with hinged lid and safety lock - 16 A, 250 V~, IP44, colour: arctic white | 64.3341 | 25 | 1 | pc. | 1 | pc. | 114 | 85366990990 | switch range | BLUE ELECTRIC
103532004 | 4008224630276 | BLUE ELECTRIC - Surface mount - Earthed socket outlet with hinged lid and safety lock - 16 A, 250 V~, IP44, colour: grey | 64.3341 | 25 | 1 | pc. | 1 | pc. | 114 | 85366990990 | switch range | BLUE ELECTRIC
103533005 | 4008224654760 | BLUE ELECTRIC - Surface mount - Earthed socket outlet with hinged lid and safety lock - 16 A, 250 V~, IP44, colour: anthracite | 67.5529 | 25 | 1 | pc. | 1 | pc. | 114 | 85366990990 | switch range | BLUE ELECTRIC
103536008 | 4008224630283 | BLUE ELECTRIC - Surface mount - Earthed socket outlet with hinged lid and safety lock - 16 A, 250 V~, IP44, colour: arctic white | 64.3341 | 25 | 1 | pc. | 1 | pc. | 114 | 85366990990 | switch range | BLUE ELECTRIC
103542001 | 4008224630290 | BLUE ELECTRIC - Surface mount - Earthed socket outlet with hinged lid and safety lock - 16 A, 250 V~, IP44, colour: grey | 64.3341 | 25 | 1 | pc. | 1 | pc. | 114 | 85366990990 | switch range | BLUE ELECTRIC
103543002 | 4008224654777 | BLUE ELECTRIC - Surface mount - Earthed socket outlet with hinged lid and safety lock - 16 A, 250 V~, IP44, colour: anthracite | 67.5529 | 25 | 1 | pc. | 1 | pc. | 114 | 85366990990 | switch range | BLUE ELECTRIC
103546005 | 4008224630306 | BLUE ELECTRIC - Surface mount - Earthed socket outlet with hinged lid and safety lock - 16 A, 250 V~, IP44, colour: arctic white | 64.3341 | 25 | 1 | pc. | 1 | pc. | 114 | 85366990990 | switch range | BLUE ELECTRIC
103552008 | 4008224630313 | BLUE ELECTRIC - Surface mount - Earthed socket outlet with hinged lid and safety lock - 16 A, 250 V~, IP44, colour: grey | 64.3341 | 25 | 1 | pc. | 1 | pc. | 114 | 85366990990 | switch range | BLUE ELECTRIC
103553009 | 4008224654784 | BLUE ELECTRIC - Surface mount - Earthed socket outlet with hinged lid and safety lock - 16 A, 250 V~, IP44, colour: anthracite | 67.5529 | 25 | 1 | pc. | 1 | pc. | 114 | 85366990990 | switch range | BLUE ELECTRIC
103556000 | 4008224630320 | BLUE ELECTRIC - Surface mount - Earthed socket outlet with hinged lid and safety lock - 16 A, 250 V~, IP44, colour: arctic white | 64.3341 | 25 | 1 | pc. | 1 | pc. | 114 | 85366990990 | switch range | BLUE ELECTRIC
103556002 | 4008224338264 | Surface mount earthed socket outlet with safety lock, 16A, 250V~, hinged lid with inscription area, including lock and two keys, closure Typ1, IP44, BLUE ELECTRIC, grey | 64.3341 | 25 | 1 | pc. | 1 | pc. | 114 | 85366990990 | switch range | BLUE ELECTRIC
103562005 | 4008224630337 | BLUE ELECTRIC - Surface mount - Earthed socket outlet with hinged lid and safety lock - 16 A, 250 V~, IP44, colour: grey | 64.3341 | 25 | 1 | pc. | 1 | pc. | 114 | 85366990990 | switch range | BLUE ELECTRIC
103563006 | 4008224654791 | BLUE ELECTRIC - Surface mount - Earthed socket outlet with hinged lid and safety lock - 16 A, 250 V~, IP44, colour: anthracite | 67.5529 | 25 | 1 | pc. | 1 | pc. | 114 | 85366990990 | switch range | BLUE ELECTRIC
103566009 | 4008224630344 | BLUE ELECTRIC - Surface mount - Earthed socket outlet with hinged lid and safety lock - 16 A, 250 V~, IP44, colour: arctic white | 64.3341 | 25 | 1 | pc. | 1 | pc. | 114 | 85366990990 | switch range | BLUE ELECTRIC
103572002 | 4008224630351 | BLUE ELECTRIC - Surface mount - Earthed socket outlet with hinged lid and safety lock - 16 A, 250 V~, IP44, colour: grey | 64.3341 | 25 | 1 | pc. | 1 | pc. | 114 | 85366990990 | switch range | BLUE ELECTRIC
103573003 | 4008224654807 | BLUE ELECTRIC - Surface mount - Earthed socket outlet with hinged lid and safety lock - 16 A, 250 V~, IP44, colour: anthracite | 67.5529 | 25 | 1 | pc. | 1 | pc. | 114 | 85366990990 | switch range | BLUE ELECTRIC
103576006 | 4008224630368 | BLUE ELECTRIC - Surface mount - Earthed socket outlet with hinged lid and safety lock - 16 A, 250 V~, IP44, colour: arctic white | 64.3341 | 25 | 1 | pc. | 1 | pc. | 114 | 85366990990 | switch range | BLUE ELECTRIC
103582009 | 4008224630375 | BLUE ELECTRIC - Surface mount - Earthed socket outlet with hinged lid and safety lock - 16 A, 250 V~, IP44, colour: grey | 64.3341 | 25 | 1 | pc. | 1 | pc. | 114 | 85366990990 | switch range | BLUE ELECTRIC
103583000 | 4008224654814 | BLUE ELECTRIC - Surface mount - Earthed socket outlet with hinged lid and safety lock - 16 A, 250 V~, IP44, colour: anthracite | 67.5529 | 25 | 1 | pc. | 1 | pc. | 114 | 85366990990 | switch range | BLUE ELECTRIC
103586003 | 4008224630382 | BLUE ELECTRIC - Surface mount - Earthed socket outlet with hinged lid and safety lock - 16 A, 250 V~, IP44, colour: arctic white | 64.3341 | 25 | 1 | pc. | 1 | pc. | 114 | 85366990990 | switch range | BLUE ELECTRIC
103592006 | 4008224630399 | BLUE ELECTRIC - Surface mount - Earthed socket outlet with hinged lid and safety lock - 16 A, 250 V~, IP44, colour: grey | 64.3341 | 25 | 1 | pc. | 1 | pc. | 114 | 85366990990 | switch range | BLUE ELECTRIC
103593007 | 4008224654821 | BLUE ELECTRIC - Surface mount - Earthed socket outlet with hinged lid and safety lock - 16 A, 250 V~, IP44, colour: anthracite | 67.5529 | 25 | 1 | pc. | 1 | pc. | 114 | 85366990990 | switch range | BLUE ELECTRIC
103596000 | 4008224630405 | BLUE ELECTRIC - Surface mount - Earthed socket outlet with hinged lid and safety lock - 16 A, 250 V~, IP44, colour: arctic white | 64.3341 | 25 | 1 | pc. | 1 | pc. | 114 | 85366990990 | switch range | BLUE ELECTRIC
103602006 | 4008224338271 | Earthed socket outlet with hinged lid and safety lock, colour: arctic white | 64.3341 | 25 | 1 | pc. | 1 | pc. | 114 | 85366990990 | switch range | BLUE ELECTRIC
103615006 | 4008224654548 | BLUE ELECTRIC - earthed socket outlet with hanged lid and safety lock, colour: anthracite | 67.5529 | 25 | 1 | pc. | 1 | pc. | 114 | 85366990990 | switch range | BLUE ELECTRIC
103656005 | 4008224338288 | Earthed socket outlet with hinged lid and safety lock, colour: grey | 64.3341 | 25 | 1 | pc. | 1 | pc. | 114 | 85366990990 | switch range | BLUE ELECTRIC
103702009 | 4008224338295 | Earthed socket outlet with hinged lid and safety lock, colour: arctic white | 64.3341 | 25 | 1 | pc. | 1 | pc. | 114 | 85366990990 | switch range | BLUE ELECTRIC
103715009 | 4008224654555 | BLUE ELECTRIC - earthed socket outlet with hanged lid and safety lock, colour: anthracite | 67.5529 | 25 | 1 | pc. | 1 | pc. | 114 | 85366990990 | switch range | BLUE ELECTRIC
103756008 | 4008224338301 | Earthed socket outlet with hinged lid and safety lock, colour: grey | 64.3341 | 25 | 1 | pc. | 1 | pc. | 114 | 85366990990 | switch range | BLUE ELECTRIC
103802002 | 4008224338325 | Earthed socket outlet with hinged lid and safety lock, colour: arctic white | 64.3341 | 25 | 1 | pc. | 1 | pc. | 114 | 85366990990 | switch range | BLUE ELECTRIC
103815002 | 4008224654562 | BLUE ELECTRIC - earthed socket outlet with hanged lid and safety lock, colour: anthracite | 67.5529 | 25 | 1 | pc. | 1 | pc. | 114 | 85366990990 | switch range | BLUE ELECTRIC
103856001 | 4008224338318 | Earthed socket outlet with hinged lid and safety lock, colour: grey | 64.3341 | 25 | 1 | pc. | 1 | pc. | 114 | 85366990990 | switch range | BLUE ELECTRIC
103902005 | 4008224338332 | Earthed socket outlet with hinged lid and safety lock, colour: arctic white | 64.3341 | 25 | 1 | pc. | 1 | pc. | 114 | 85366990990 | switch range | BLUE ELECTRIC
103915005 | 4008224654579 | BLUE ELECTRIC - earthed socket outlet with hanged lid and safety lock, colour: anthracite | 67.5529 | 25 | 1 | pc. | 1 | pc. | 114 | 85366990990 | switch range | BLUE ELECTRIC
103956004 | 4008224338349 | Earthed socket outlet with hinged lid and safety lock, colour: grey | 64.3341 | 25 | 1 | pc. | 1 | pc. | 114 | 85366990990 | switch range | BLUE ELECTRIC
104002009 | 4008224338363 | Earthed socket outlet with hinged lid and safety lock, colour: arctic white | 64.3341 | 25 | 1 | pc. | 1 | pc. | 114 | 85366990990 | switch range | BLUE ELECTRIC
104015009 | 4008224654586 | BLUE ELECTRIC - earthed socket outlet with hanged lid and safety lock, colour: anthracite | 67.5529 | 25 | 1 | pc. | 1 | pc. | 114 | 85366990990 | switch range | BLUE ELECTRIC
104056008 | 4008224338356 | Earthed socket outlet with hinged lid and safety lock, colour: grey | 64.3341 | 25 | 1 | pc. | 1 | pc. | 114 | 85366990990 | switch range | BLUE ELECTRIC
104102002 | 4008224338370 | Earthed socket outlet with hinged lid and safety lock, colour: arctic white | 64.3341 | 25 | 1 | pc. | 1 | pc. | 114 | 85366990990 | switch range | BLUE ELECTRIC
104115002 | 4008224654593 | BLUE ELECTRIC - earthed socket outlet with hanged lid and safety lock, colour: anthracite | 67.5529 | 25 | 1 | pc. | 1 | pc. | 114 | 85366990990 | switch range | BLUE ELECTRIC
104156001 | 4008224338387 | Earthed socket outlet with hinged lid and safety lock, colour: grey | 64.3341 | 25 | 1 | pc. | 1 | pc. | 114 | 85366990990 | switch range | BLUE ELECTRIC
104202005 | 4008224338448 | Earthed socket outlet with hinged lid and safety lock, colour: arctic white | 64.3341 | 25 | 1 | pc. | 1 | pc. | 114 | 85366990990 | switch range | BLUE ELECTRIC
104215005 | 4008224654609 | BLUE ELECTRIC - earthed socket outlet with hanged lid and safety lock, colour: anthracite | 67.5529 | 25 | 1 | pc. | 1 | pc. | 114 | 85366990990 | switch range | BLUE ELECTRIC
104256004 | 4008224338417 | Earthed socket outlet with hinged lid and safety lock, colour: grey | 64.3341 | 25 | 1 | pc. | 1 | pc. | 114 | 85366990990 | switch range | BLUE ELECTRIC
104302008 | 4008224338455 | Earthed socket outlet with hinged lid and safety lock, colour: arctic white | 64.3341 | 25 | 1 | pc. | 1 | pc. | 114 | 85366990990 | switch range | BLUE ELECTRIC
104315008 | 4008224654715 | BLUE ELECTRIC - earthed socket outlet with hanged lid and safety lock, colour: anthracite | 67.5529 | 25 | 1 | pc. | 1 | pc. | 114 | 85366990990 | switch range | BLUE ELECTRIC
104356007 | 4008224338462 | Earthed socket outlet with hinged lid and safety lock, colour: grey | 64.3341 | 25 | 1 | pc. | 1 | pc. | 114 | 85366990990 | switch range | BLUE ELECTRIC
104402001 | 4008224338486 | Earthed socket outlet with hinged lid and safety lock, colour: arctic white | 64.3341 | 25 | 1 | pc. | 1 | pc. | 114 | 85366990990 | switch range | BLUE ELECTRIC
104415001 | 4008224654722 | BLUE ELECTRIC - earthed socket outlet with hanged lid and safety lock, colour: anthracite | 67.5529 | 25 | 1 | pc. | 1 | pc. | 114 | 85366990990 | switch range | BLUE ELECTRIC
104456000 | 4008224338479 | Earthed socket outlet with hinged lid and safety lock, colour: grey | 64.3341 | 25 | 1 | pc. | 1 | pc. | 114 | 85366990990 | switch range | BLUE ELECTRIC
109802008 | 4008224625678 | Earthed socket outlet with combination lock | 74.9929 | 25 | 1 | pc. | 1 | pc. | 114 | 85366990990 | switch range | BLUE ELECTRIC
109815008 | 4008224654425 | BLUE ELECTRIC - earthed socket outlet with combination lock, colour: anthracite | 78.7624 | 25 | 1 | pc. | 1 | pc. | 114 | 85366990990 | switch range | BLUE ELECTRIC
109856007 | 4008224625661 | Earthed socket outlet with combination lock | 74.9929 | 25 | 1 | pc. | 1 | pc. | 114 | 85366990990 | switch range | BLUE ELECTRIC
109902001 | 4008224644525 | BLUE ELECTRIC - Surface mount junction box, IP44,colour: arctic white | 36.6212 | 25 | 1 | pc. | 1 | pc. | 114 | 85389099990 | switch range | BLUE ELECTRIC
109915001 | 4008224654432 | BLUE ELECTRIC - surface mount junction box, colour: anthracite | 38.4424 | 25 | 1 | pc. | 1 | pc. | 114 | 85389099990 | switch range | BLUE ELECTRIC
109956000 | 4008224644532 | BLUE ELECTRIC - Surface mount junction box, IP44,colour: grey | 36.6212 | 25 | 1 | pc. | 1 | pc. | 114 | 85389099990 | switch range | BLUE ELECTRIC
130802000 | 4008224338578 | Surface mount switch (off and change-over switch) and socket outlet combination, with inscription area, vertical, 16A, 250V~, IP44,BLUE ELECTRIC, arctic-white | 39.0212 | 25 | 1 | pc. | 5 | pc. | 114 | 85365080900 | switch range | BLUE ELECTRIC
130815000 | 4008224654449 | Surface mount, switch (off and change-over) socket outlet combination, earthed socket, 2-pole/earth and universal switch illuminated, both items with inscription areas, vertical, 10AX/16A, 250V~, IP44, BLUE ELECTRIC, anthracite | 40.9412 | 25 | 1 | pc. | 5 | pc. | 114 | 85365080900 | switch range | BLUE ELECTRIC
130856009 | 4008224259415 | Surface mount, switch (off and change-over) socket outlet combination, earthed socket, 2-pole/earth and universal switch illuminated, both items with inscription areas, vertical, 10AX/16A, 250V~, IP44, BLUE ELECTRIC, grey | 39.0212 | 25 | 1 | pc. | 5 | pc. | 114 | 85365080900 | switch range | BLUE ELECTRIC
131202003 | 4008224338592 | Surface mount, socket outlet, 2-fold, prewired, hinged lid with inscription area, horizontal, 16A, 250V~, IP44, BLUE ELECTRIC, arctic-white | 39.0212 | 25 | 1 | pc. | 5 | pc. | 114 | 85366990990 | switch range | BLUE ELECTRIC
131215003 | 4008224654456 | Surface mount, socket outlet, 2-fold, prewired, hinged lid with inscription area, horizontal, 16A, 250V~, IP44, BLUE ELECTRIC, anthracite | 40.9412 | 25 | 1 | pc. | 5 | pc. | 114 | 85366990990 | switch range | BLUE ELECTRIC
131256002 | 4008224259422 | Surface mount, socket outlet, 2-fold, prewired, hinged lid with inscription area, horizontal, 16A, 250V~, IP44, BLUE ELECTRIC, grey | 39.0212 | 25 | 1 | pc. | 5 | pc. | 114 | 85366990990 | switch range | BLUE ELECTRIC
131302006 | 4008224338608 | Surface mount, earthed socket outlet, 3-fold, prewired, all hinged lids with inscription area, horizontal, 16A, 250V~, IP44, BLUEELECTRIC, arctic-white | 78.0282 | 25 | 1 | pc. | 1 | pc. | 114 | 85366990990 | switch range | BLUE ELECTRIC
131315006 | 4008224654463 | Surface mount, earthed socket outlet, 3-fold, prewired, all hinged lids with inscription area, horizontal, 16A, 250V~, IP44, BLUEELECTRIC, anthracite | 81.9106 | 25 | 1 | pc. | 1 | pc. | 114 | 85366990990 | switch range | BLUE ELECTRIC
131356005 | 4008224259439 | Surface mount, earthed socket outlet, 3-fold, prewired, all hinged lids with inscription area, horizontal, 16A, 250V~, IP44, BLUEELECTRIC, grey | 78.0282 | 25 | 1 | pc. | 1 | pc. | 114 | 85366990990 | switch range | BLUE ELECTRIC
131402009 | 4008224338615 | Surface mount, earthed socket outlet, 2-fold, prewired, all hinged lids with inscription area, vertical, 16A, 250V~, IP44, BLUEELECTRIC, arctic-white | 39.0212 | 25 | 1 | pc. | 5 | pc. | 114 | 85366990990 | switch range | BLUE ELECTRIC
131415009 | 4008224654470 | Surface mount, earthed socket outlet, 2-fold, prewired, all hinged lids with inscription area, vertical, 16A, 250V~, IP44, BLUEELECTRIC, anthracite | 40.9412 | 25 | 1 | pc. | 5 | pc. | 114 | 85366990990 | switch range | BLUE ELECTRIC
131456008 | 4008224259446 | Surface mount, earthed socket outlet, 2-fold, prewired, all hinged lids with inscription area, vertical, 16A, 250V~, IP44, BLUEELECTRIC, grey | 39.0212 | 25 | 1 | pc. | 5 | pc. | 114 | 85366990990 | switch range | BLUE ELECTRIC
139305007 | 4008224658942 | Surface Mount, Switch (off and change-over switch)-socket outlet combination, vertical, without shutter, 10AX/16A, 250V~, proAQA, black | 22.4894 | 25 | 1 | pc. | 5 | pc. | 114 | 85366990990 | switch range | proAQA
139356003 | 4008224586580 | Surface Mount, Switch (off and change-over switch)-socket outlet combination, vertical, without shutter, 10AX/16A, 250V~, proAQA, light- grey/dark-grey | 21.4447 | 25 | 1 | pc. | 5 | pc. | 114 | 85365080900 | switch range | proAQA
139405000 | 4008224658959 | Surface Mount, Switch (off and change-over switch)-socket outlet combination, horizontal, without shutter, 10AX/16A, 250V~, proAQA, black | 22.4894 | 25 | 1 | pc. | 5 | pc. | 114 | 85366990990 | switch range | proAQA
139456006 | 4008224586597 | Surface Mount, Switch (off and change-over switch)-socket outlet combination, horizontal, without shutter, 10AX/16A, 250V~, proAQA, light-grey/dark-grey | 21.4447 | 25 | 1 | pc. | 5 | pc. | 114 | 85365080900 | switch range | proAQA
139505003 | 4008224659000 | Surface Mount, Switch (off and change-over switch)-socket outlet combination, vertical, without shutter, 10AX/16A, 250V~, proAQA, black | 21.9529 | 25 | 1 | pc. | 5 | pc. | 114 | 85366990990 | switch range | proAQA
139605006 | 4008224659017 | Surface Mount, Switch (off and change-over switch)-socket outlet combination, horizontal, without shutter, 10AX/16A, 250V~, proAQA, black | 21.9529 | 25 | 1 | pc. | 5 | pc. | 114 | 85366990990 | switch range | proAQA
321602004 | 4008224338851 | Surface mount cable entry 2-fold, a permanently elastic weather-,UV-and ozone resistant material: made from SEBS, IP44, BLUE ELECTRIC, arctic- white | 2.4847 | 25 | 1 | pc. | 10 | pc. | 114 | 85389099990 | switch range | BLUE ELECTRIC
321615004 | 4008224654487 | Surface mount cable entry 2-fold, a permanently elastic weather-,UV-and ozone resistant material: made from SEBS, BLUE ELECTRIC, anthracite | 2.6118 | 25 | 1 | pc. | 10 | pc. | 114 | 85389099990 | switch range | BLUE ELECTRIC
321628004 | 4008224259682 | Surface mount cable entry 2-fold, a permanently elastic weather-,UV-and ozone resistant material: made from SEBS, BLUE ELECTRIC, grey | 2.4847 | 25 | 1 | pc. | 10 | pc. | 114 | 85389099990 | switch range | BLUE ELECTRIC
325900005 | 4008224352819 | Glow lamp for switches and buttons, engine power, 250V~, 2mA, ca. 0,5W | 10.1082 | 25 | 1 | pc. | 5 | pc. | 114 | 85393980900 | switch range | socket and basic components
327302049 | 4008224467063 | Connecting element 1-fold | 5.0824 | 25 | 1 | pc. | 10 | pc. | 114 | 85389099990 | switch range | BLUE ELECTRIC
327315001 | 4008224654494 | Surface mount connecting element 1-fold for combinations or individual series connections of different devices, a permanently elastic, weather-, UV-and ozone resistant material: made from SEBS, 2 pcs. in bag, IP44, BLUE ELECTRIC, colour: anthracite | 5.3082 | 25 | 1 | pc. | 10 | pc. | 114 | 85389099990 | switch range | BLUE ELECTRIC
327328049 | 4008224467056 | Connecting element 1-fold | 5.0824 | 25 | 1 | pc. | 10 | pc. | 114 | 85389099990 | switch range | BLUE ELECTRIC
330408000 | 4008224338783 | Domed bulb cover for light signal E14 | 8.9647 | 25 | 1 | pc. | 1 | pc. | 114 | 85389099990 | switch range | BLUE ELECTRIC
330412001 | 4008224338813 | Domed bulb cover for light signal E14 | 8.9647 | 25 | 1 | pc. | 1 | pc. | 114 | 85389099990 | switch range | BLUE ELECTRIC
371304002 | 4008224511810 | Junction box with blind cover | 19.4824 | 25 | 1 | pc. | 1 | pc. | 114 | 39259080000 | switch range | BLUE ELECTRIC
375902002 | 4008224684118 | BLUE ELECTRIC with viewing window, anthracite | 5.0824 | 25 | 1 | pc. | 10 | pc. | 114 | 85389099990 | switch range | BLUE ELECTRIC
375956001 | 4008224684095 | BLUE ELECTRIC with viewing window, arctic white | 5.0824 | 25 | 1 | pc. | 10 | pc. | 114 | 85389099990 | switch range | BLUE ELECTRIC
376002006 | 4008224684132 | BLUE ELECTRIC with viewing window, series switch, anthracite | 9.4447 | 25 | 1 | pc. | 10 | pc. | 114 | 85389099990 | switch range | BLUE ELECTRIC
376015006 | 4008224684149 | BLUE ELECTRIC with viewing window, series switch, grey | 9.9247 | 25 | 1 | pc. | 10 | pc. | 114 | 85389099990 | switch range | BLUE ELECTRIC
376056005 | 4008224684125 | BLUE ELECTRIC with viewing window, series switch, arctic white | 9.4447 | 25 | 1 | pc. | 10 | pc. | 114 | 85389099990 | switch range | BLUE ELECTRIC
493515005 | 4008224647625 | HK07 IP44 - Rocker pad without lens, colour: anthracite | 17.3077 | 35 | 1 | pc. | 5 | pc. | 114 | 85389099990 | switch range | HK07 IP44
493529006 | 4008224647410 | HK07 IP44 - Rocker pad without lens, colour: pure white | 15.8712 | 35 | 1 | pc. | 5 | pc. | 114 | 85389099990 | switch range | HK07 IP44
493547008 | 4008224647502 | HK07 IP44 - Rocker pad without lens, colour: steel | 17.3077 | 35 | 1 | pc. | 5 | pc. | 114 | 85389099990 | switch range | HK07 IP44
493572004 | 4008224647434 | HK07 IP44 - Rocker pad with red lens, colour: pure white | 17.775 | 35 | 1 | pc. | 5 | pc. | 114 | 85389099990 | switch range | HK07 IP44
493573005 | 4008224647427 | HK07 IP44 - Rocker pad with lens, colour: pure white | 17.775 | 35 | 1 | pc. | 5 | pc. | 114 | 85389099990 | switch range | HK07 IP44
493582001 | 4008224647526 | HK07 IP44 - Rocker pad with red lens, colour: steel | 19.6615 | 35 | 1 | pc. | 5 | pc. | 114 | 85389099990 | switch range | HK07 IP44
493583002 | 4008224647519 | HK07 IP44 - Rocker pad with lens, colour: steel | 19.6615 | 35 | 1 | pc. | 5 | pc. | 114 | 85389099990 | switch range | HK07 IP44
493592008 | 4008224647649 | HK07 IP44 - Rocker pad with red lens, colour: anthracite | 19.6615 | 35 | 1 | pc. | 5 | pc. | 114 | 85389099990 | switch range | HK07 IP44
493593009 | 4008224647632 | HK07 IP44 - Rocker pad with lens, colour: anthracite | 19.6615 | 35 | 1 | pc. | 5 | pc. | 114 | 85389099990 | switch range | HK07 IP44
493615008 | 4008224647656 | HK07 IP44 - Double rocker pad, colour: anthracite | 30.375 | 35 | 1 | pc. | 5 | pc. | 114 | 85389099990 | switch range | HK07 IP44
493629009 | 4008224647496 | HK07 IP44 - Double rocker pad, colour: pure white | 24.1962 | 35 | 1 | pc. | 5 | pc. | 114 | 85389099990 | switch range | HK07 IP44
493647001 | 4008224647533 | HK07 IP44 - Double rocker pad, colour: steel | 30.375 | 35 | 1 | pc. | 5 | pc. | 114 | 85389099990 | switch range | HK07 IP44
493715001 | 4008224647618 | HK07 IP44 - Rocker pad for 2-way switch, colour: anthracite | 21.3577 | 35 | 1 | pc. | 5 | pc. | 114 | 85389099990 | switch range | HK07 IP44
493729002 | 4008224647441 | HK07 IP44 - Rocker pad for 2-way switch, colour: pure white | 19.6615 | 35 | 1 | pc. | 5 | pc. | 114 | 85389099990 | switch range | HK07 IP44
493747004 | 4008224647540 | HK07 IP44 - Rocker pad for 2-way switch, colour: steel | 21.3577 | 35 | 1 | pc. | 5 | pc. | 114 | 85389099990 | switch range | HK07 IP44
493815004 | 4008224647663 | HK07 IP44 - Heating main switch, colour: anthracite | 23.2962 | 35 | 1 | pc. | 5 | pc. | 114 | 85389099990 | switch range | HK07 IP44
493829005 | 4008224647458 | HK07 IP44 - Heating main switch, colour: pure white | 20.8904 | 35 | 1 | pc. | 5 | pc. | 114 | 85389099990 | switch range | HK07 IP44
493847007 | 4008224647557 | HK07 IP44 - Heating main switch, colour: steel | 23.2962 | 35 | 1 | pc. | 5 | pc. | 114 | 85389099990 | switch range | HK07 IP44
493942005 | 4008224647465 | HK07 IP44 - Rocker pad with lens and symbol "Light", colour: pure white | 20.8904 | 35 | 1 | pc. | 5 | pc. | 114 | 85389099990 | switch range | HK07 IP44
493943006 | 4008224647564 | HK07 IP44 - Rocker pad with lens and symbol "Light", colour: steel | 23.2962 | 35 | 1 | pc. | 5 | pc. | 114 | 85389099990 | switch range | HK07 IP44
493946009 | 4008224647670 | HK07 IP44 - Rocker pad with lense and symbol "Light", colour: anthracite | 23.2962 | 35 | 1 | pc. | 5 | pc. | 114 | 85389099990 | switch range | HK07 IP44
493952002 | 4008224647472 | HK07 IP44 - Rocker pad with lens and symbol "Bell", colour: pure white | 20.8904 | 35 | 1 | pc. | 5 | pc. | 114 | 85389099990 | switch range | HK07 IP44
493953003 | 4008224647571 | HK07 IP44 - Rocker pad with lens and symbol "Bell", colour: steel | 23.2962 | 35 | 1 | pc. | 5 | pc. | 114 | 85389099990 | switch range | HK07 IP44
493956006 | 4008224647601 | HK07 IP44 - Rocker pad with lense and symbol "Bell", colour: anthracite | 23.2962 | 35 | 1 | pc. | 5 | pc. | 114 | 85389099990 | switch range | HK07 IP44
493962009 | 4008224647489 | HK07 IP44 - Rocker pad with lens and symbol "Key", colour: pure white | 20.8904 | 35 | 1 | pc. | 5 | pc. | 114 | 85389099990 | switch range | HK07 IP44
493963000 | 4008224647588 | HK07 IP44 - Rocker pad with lens and symbol "Key", colour: steel | 23.2962 | 35 | 1 | pc. | 5 | pc. | 114 | 85389099990 | switch range | HK07 IP44
493966003 | 4008224647595 | HK07 IP44 - Rocker pad with lense and symbol "Key", colour: anthracite | 23.2962 | 35 | 1 | pc. | 5 | pc. | 114 | 85389099990 | switch range | HK07 IP44
540205004 | 4008224658829 | Surface Mount, off-switch, 2-pole, printed pad "O-I", 10AX, 250V~, black | 32.7529 | 25 | 1 | pc. | 5 | pc. | 114 | 85365080900 | switch range | proAQA
540256000 | 4008224586511 | Surface Mount, off-switch, 2-pole, printed pad "O-I", 10AX, 250V~, proAQA, light-grey/ dark-grey | 31.2 | 25 | 1 | pc. | 5 | pc. | 114 | 85365080900 | switch range | proAQA
540305007 | 4008224658843 | Surface mount, pushbutton switch, 10AX, 250V~, black | 14.7247 | 25 | 1 | pc. | 5 | pc. | 114 | 85365080900 | switch range | proAQA
540356003 | 4008224586535 | Surface mount, pushbutton switch, 10AX, 250V~, proAQA, light-grey/dark- grey | 14.0329 | 25 | 1 | pc. | 5 | pc. | 114 | 85365080900 | switch range | proAQA
540396001 | 4008224586542 | Surface mount, pushbutton switch, illuminated, 10AX, 250V~, proAQA, light-grey/dark-grey | 24.3812 | 25 | 1 | pc. | 5 | pc. | 114 | 85365080900 | switch range | proAQA
540397002 | 4008224658850 | Surface mount, pushbutton switch, illuminated, 10AX, 250V~, black | 25.6094 | 25 | 1 | pc. | 5 | pc. | 114 | 85365080900 | switch range | proAQA
540505003 | 4008224658874 | Surface mount, series switch, 10AX, 250V~, proAQA, black | 19.6376 | 25 | 1 | pc. | 5 | pc. | 114 | 85365080900 | switch range | proAQA
540556009 | 4008224586566 | Surface mount, series switch, 10AX, 250V~, proAQA, light-grey/dark-grey | 18.6918 | 25 | 1 | pc. | 5 | pc. | 114 | 85365080900 | switch range | proAQA
540605006 | 4008224658812 | Surface Mount, Universal switch (off and change-over switch), 10AX, 250V~, black | 13.0729 | 25 | 1 | pc. | 10 | pc. | 114 | 85365080900 | switch range | proAQA
540656002 | 4008224586504 | Surface Mount, Universal switch (off and change-over switch), 10AX, 250V~, proAQA, light-grey/dark-grey | 12.4659 | 25 | 1 | pc. | 10 | pc. | 114 | 85365080900 | switch range | proAQA
540705009 | 4008224658836 | Surface mount cross switch, 10AX, 250V~, proAQA, black | 24.5365 | 25 | 1 | pc. | 5 | pc. | 114 | 85366990990 | switch range | proAQA
540756005 | 4008224586528 | Surface mount cross switch, 10AX, 250V~, proAQA, arctic-white | 23.3647 | 25 | 1 | pc. | 5 | pc. | 114 | 85365080900 | switch range | proAQA
541305008 | 4008224658881 | Surface mount, heating main switch, 10AX, 250V~, proAQA, black | 32.7529 | 25 | 1 | pc. | 5 | pc. | 114 | 85365080900 | switch range | proAQA
541356004 | 4008224586573 | Surface mount, heating main switch, 10AX, 250V~, proAQA, light- grey/dark-grey | 31.2 | 25 | 1 | pc. | 5 | pc. | 114 | 85365080900 | switch range | proAQA
541605007 | 4008224658867 | Surface mount, control switch, 10AX, 250V~, black | 27.6141 | 25 | 1 | pc. | 5 | pc. | 114 | 85365080900 | switch range | proAQA
541656003 | 4008224586559 | Surface mount, control switch, 10AX, 250V~, proAQA, light-grey/dark-grey | 26.3294 | 25 | 1 | pc. | 5 | pc. | 114 | 85365080900 | switch range | proAQA
560502004 | 4008224338639 | BLUE ELECTRIC - Series switch, colour: arctic white | 33.1765 | 25 | 1 | pc. | 5 | pc. | 114 | 85365080900 | switch range | BLUE ELECTRIC
560515004 | 4008224654500 | BLUE ELECTRIC - Double rocker pad, colour: anthracite | 34.8 | 25 | 1 | pc. | 5 | pc. | 114 | 85365080900 | switch range | BLUE ELECTRIC
560556003 | 4008224259521 | BLUE ELECTRIC - Series switch, colour: grey | 33.1765 | 25 | 1 | pc. | 5 | pc. | 114 | 85365080900 | switch range | BLUE ELECTRIC
560602007 | 4008224338646 | BLUE ELECTRIC - Universal switch (off and change-over), colour: arctic white | 22.7718 | 25 | 1 | pc. | 10 | pc. | 114 | 85365080900 | switch range | BLUE ELECTRIC
560615007 | 4008224654616 | BLUE ELECTRIC - Universal switch, colour: anthracite | 23.9294 | 25 | 1 | pc. | 10 | pc. | 114 | 85365080900 | switch range | BLUE ELECTRIC
560656006 | 4008224259538 | BLUE ELECTRIC - Universal switch (off and change-over), colour: grey | 22.7718 | 25 | 1 | pc. | 10 | pc. | 114 | 85365080900 | switch range | BLUE ELECTRIC
560702000 | 4008224338653 | BLUE ELECTRIC - Cross switch, colour: arctic white | 36.0565 | 25 | 1 | pc. | 5 | pc. | 114 | 85365080900 | switch range | BLUE ELECTRIC
560715000 | 4008224654623 | BLUE ELECTRIC - Cross switch, colour: anthracite | 37.8776 | 25 | 1 | pc. | 5 | pc. | 114 | 85365080900 | switch range | BLUE ELECTRIC
560756009 | 4008224259545 | BLUE ELECTRIC - Cross switch, colour: grey | 36.0565 | 25 | 1 | pc. | 5 | pc. | 114 | 85365080900 | switch range | BLUE ELECTRIC
560802003 | 4008224352864 | BLUE ELECTRIC - Pushbutton switch (with separate contact), colour: arctic white | 27.3318 | 25 | 1 | pc. | 5 | pc. | 114 | 85365080900 | switch range | BLUE ELECTRIC
560815003 | 4008224654630 | BLUE ELECTRIC - Pushbutton switch, colour: anthracite | 28.6306 | 25 | 1 | pc. | 5 | pc. | 114 | 85365080900 | switch range | BLUE ELECTRIC
560856002 | 4008224352871 | BLUE ELECTRIC - Pushbutton switch (with separate contact), colour: grey | 27.3318 | 25 | 1 | pc. | 5 | pc. | 114 | 85365080900 | switch range | BLUE ELECTRIC
560902013 | 4008224354288 | BLUE ELECTRIC - Venetian pushbutton switch, colour: arctic white | 50.7106 | 25 | 1 | pc. | 1 | pc. | 114 | 85365080900 | switch range | BLUE ELECTRIC
560915006 | 4008224654647 | BLUE ELECTRIC - Venetian switch, colour: anthracite | 53.2235 | 25 | 1 | pc. | 1 | pc. | 114 | 85365080900 | switch range | BLUE ELECTRIC
560956012 | 4008224354523 | BLUE ELECTRIC - Venetian pushbutton switch, colour: grey | 50.7106 | 25 | 1 | pc. | 1 | pc. | 114 | 85365080900 | switch range | BLUE ELECTRIC
561402019 | 4008224354301 | BLUE ELECTRIC - Pushbutton switch (change-over contact), colour: arctic white | 28.6306 | 25 | 1 | pc. | 5 | pc. | 114 | 85365080900 | switch range | BLUE ELECTRIC
561415002 | 4008224654654 | BLUE ELECTRIC - Pushbutton switch(changeover contact), colour: anthracite | 30.0706 | 25 | 1 | pc. | 5 | pc. | 114 | 85365080900 | switch range | BLUE ELECTRIC
561456001 | 4008224259552 | BLUE ELECTRIC - Pushbutton switch (change-over contact), colour: grey | 28.6306 | 25 | 1 | pc. | 5 | pc. | 114 | 85365080900 | switch range | BLUE ELECTRIC
561502005 | 4008224338677 | BLUE ELECTRIC - Venetian switch, colour: arctic white | 50.7106 | 25 | 1 | pc. | 1 | pc. | 114 | 85365080900 | switch range | BLUE ELECTRIC
561515005 | 4008224654661 | BLUE ELECTRIC - Venetian switch, colour: anthracite | 53.2235 | 25 | 1 | pc. | 1 | pc. | 114 | 85365080900 | switch range | BLUE ELECTRIC
561556004 | 4008224259569 | BLUE ELECTRIC - Venetian switch, colour: grey | 50.7106 | 25 | 1 | pc. | 1 | pc. | 114 | 85365080900 | switch range | BLUE ELECTRIC
561602008 | 4008224338684 | BLUE ELECTRIC - Control switch, colour: arctic white | 44.2447 | 25 | 1 | pc. | 5 | pc. | 114 | 85365080900 | switch range | BLUE ELECTRIC
561615008 | 4008224654678 | BLUE ELECTRIC - Control switch, colour: anthracite | 46.4753 | 25 | 1 | pc. | 5 | pc. | 114 | 85365080900 | switch range | BLUE ELECTRIC
561656007 | 4008224259576 | BLUE ELECTRIC - Control switch, colour: grey | 44.2447 | 25 | 1 | pc. | 5 | pc. | 114 | 85365080900 | switch range | BLUE ELECTRIC
561702018 | 4008224399654 | BLUE ELECTRIC - Lockable switch, colour: arctic white | 126.7624 | 25 | 1 | pc. | 1 | pc. | 114 | 85365080900 | switch range | BLUE ELECTRIC
561715001 | 4008224654685 | BLUE ELECTRIC - Lockable switch, colour: anthracite | 133.1012 | 25 | 1 | pc. | 1 | pc. | 114 | 85365080900 | switch range | BLUE ELECTRIC
561756017 | 4008224399661 | BLUE ELECTRIC - Lockable switch, colour: grey | 126.7624 | 25 | 1 | pc. | 1 | pc. | 114 | 85365080900 | switch range | BLUE ELECTRIC
561856003 | 4008224259644 | BLUE ELECTRIC - Light signal | 32.2024 | 25 | 1 | pc. | 1 | pc. | 114 | 85318070000 | switch range | BLUE ELECTRIC
562302000 | 4008224338707 | BLUE ELECTRIC - Heating main switch, colour: arctic white | 50.7106 | 25 | 1 | pc. | 1 | pc. | 114 | 85365080900 | switch range | BLUE ELECTRIC
562315000 | 4008224654692 | BLUE ELECTRIC - Heating main switch, colour: anthracite | 53.2235 | 25 | 1 | pc. | 1 | pc. | 114 | 85365080900 | switch range | BLUE ELECTRIC
562356009 | 4008224259583 | BLUE ELECTRIC - Heating main switch, colour: grey | 50.7106 | 25 | 1 | pc. | 1 | pc. | 114 | 85365080900 | switch range | BLUE ELECTRIC
947405009 | 4008224658898 | Surface Mount, Earthed socket with hinged lid, 1-fold, without shutter, 16A, 250V~, black | 10.6165 | 25 | 1 | pc. | 10 | pc. | 114 | 85366990990 | switch range | proAQA
947456005 | 4008224586474 | Surface Mount, Earthed socket with hinged lid, 1-fold, without shutter, 16A, 250V~, proAQA, light-grey/dark-grey | 10.1082 | 25 | 1 | pc. | 10 | pc. | 114 | 85366990990 | switch range | proAQA
947505002 | 4008224658904 | Surface Mount, Earthed socket with hinged lid, 2-fold, vertical, without shutter, 16A, 250V~, black | 21.5012 | 25 | 1 | pc. | 5 | pc. | 114 | 85366990990 | switch range | proAQA
947506003 | 4008224658928 | Surface Mount, Earthed socket with hinged lid, 2-fold, vertical, without shutter, prewired, 16A, 250V~, proAQA, black | 30.0706 | 25 | 1 | pc. | 5 | pc. | 114 | 85366990990 | switch range | proAQA
947555007 | 4008224589420 | Surface Mount, Earthed socket with hinged lid, 2-fold, vertical, without shutter, prewired, 16A, 250V~, proAQA, light-grey/dark-grey | 28.6306 | 25 | 1 | pc. | 5 | pc. | 114 | 85366990990 | switch range | proAQA
947556008 | 4008224586481 | Surface Mount, Earthed socket with hinged lid, 2-fold, vertical, without shutter, 16A, 250V~, proAQA, light-grey/dark-grey | 20.4847 | 25 | 1 | pc. | 5 | pc. | 114 | 85366990990 | switch range | proAQA
950605005 | 4008224658911 | Surface Mount, Earthed socket with hinged lid, 2-fold, horizontal, without shutter, 16A, 250V~, proAQA, black | 21.5012 | 25 | 1 | pc. | 5 | pc. | 114 | 85366990990 | switch range | proAQA
950606006 | 4008224658935 | Surface Mount, Earthed socket with hinged lid, 2-fold, horizontal, without shutter, prewired, 16A, 250V~, proAQA, black | 30.0706 | 25 | 1 | pc. | 5 | pc. | 114 | 85366990990 | switch range | proAQA
950655000 | 4008224589413 | Surface Mount, Earthed socket with hinged lid, 2-fold, horizontal, without shutter, prewired, 16A, 250V~, proAQA, light-grey/dark-grey | 28.6306 | 25 | 1 | pc. | 5 | pc. | 114 | 85366990990 | switch range | proAQA
950656001 | 4008224586498 | Surface Mount, Earthed socket with hinged lid, 2-fold, horizontal, without shutter, 16A, 250V~, proAQA, light-grey/dark-grey | 20.4847 | 25 | 1 | pc. | 5 | pc. | 114 | 85366990990 | switch range | proAQA
954015008 | 4008224647304 | HK07 IP44 Flush mount, earthed socket outlet with hinged lid and shutter, 1- fold, 16A, 250V~, colour: anthracite | 40.9846 | 35 | 1 | pc. | 5 | pc. | 114 | 85366990990 | switch range | HK07 IP44
954029009 | 4008224639811 | HK07 IP44 Flush mount, earthed socket outlet with hinged lid and shutter, 1- fold, 16A, 250V~, colour: pure white | 33.6981 | 35 | 1 | pc. | 5 | pc. | 114 | 85366990990 | switch range | HK07 IP44
954047001 | 4008224647298 | HK07 IP44 Flush mount, earthed socket outlet with hinged lid and shutter, 1-fold, 16A, 250V~, colour: steel | 40.9846 | 35 | 1 | pc. | 5 | pc. | 114 | 85366990990 | switch range | HK07 IP44
954615006 | 4008224658324 | HK07 IP44 Earthed socket outlet with hinged lid and shutter, 1-fold, lockable, 16A, 250V~, colour: anthracite | 126.2769 | 35 | 1 | pc. | 1 | pc. | 114 | 85366990990 | switch range | HK07 IP44
954629007 | 4008224658317 | HK07 IP44 Earthed socket outlet with hinged lid and shutter, 1-fold, lockable, 16A, 250V~, colour: pure white | 117.8481 | 35 | 1 | pc. | 1 | pc. | 114 | 85366990990 | switch range | HK07 IP44
954647009 | 4008224658331 | HK07 IP44 Earthed socket outlet with hinged lid and shutter, 1-fold, lockable, 16A, 250V~, colour: steel | 126.2769 | 35 | 1 | pc. | 1 | pc. | 114 | 85366990990 | switch range | HK07 IP44
954705002 | 4008224658973 | Surface Mount, Earthed socket with hinged lid, 1-fold, without shutter, 16A, 250V~, proAQA, black | 11.0259 | 25 | 1 | pc. | 10 | pc. | 114 | 85366990990 | switch range | proAQA
954805005 | 4008224658980 | Surface Mount, Earthed socket with hinged lid, 2-fold, vertical, without shutter, 16A, 250V~, black | 22.32 | 25 | 1 | pc. | 5 | pc. | 114 | 85366990990 | switch range | proAQA
954905008 | 4008224658997 | Surface Mount, Earthed socket with hinged lid, 2-fold, horizontal, without shutter, 16A, 250V~, black | 22.32 | 25 | 1 | pc. | 5 | pc. | 114 | 85366990990 | switch range | proAQA
990015909 | 4008224606240 | test package BLUE ELECTRIC® | 205.0447 | 25 | 1 | pc. | 1 | pc. | 114 | 85365080900 | switch range | BLUE ELECTRIC
990015916 | 4008224666916 | Test package BLUE ELECTRIC® anthracite 2 x off/changeover switch (art. 560615007) 4 x socket outlet with earthing contact for horizontal installation (art. 103315007) 1 x 2-way socket outlet with earthing contact for horizontal mounting (art. 131215003) 1 x off/changeover switch/socket outlet combination for vertical installation (art. 130815000) 2 x anthracite connecting piece (art. 029405030) | 212.5412 | 25 | 1 | pc. | 1 | pc. | 114 | 85365080900 | switch range | BLUE ELECTRIC
100602003 | 4008224251662 | Earthed socket outlet with hinged lid | 8.56 | 35 | 1 | pc. | 10 | pc. | 115 | 85366990990 | switch range | STANDARD surface installation damp room
100604005 | 4008224581431 | Surface mount, earthed socket outlet with hinged lid,1-fold, 2-pole, 16A, 250V~, IP44, STANDARD, light-grey | 8.56 | 35 | 1 | pc. | 10 | pc. | 115 | 85366990990 | switch range | STANDARD surface installation damp room
100648007 | 4008224227094 | Surface mount, earthed socket outlet with hinged lid, 1-fold, 2-pole, 16A, 250V~, IP44, STANDARD, grey | 8.56 | 35 | 1 | pc. | 10 | pc. | 115 | 85366990990 | switch range | STANDARD surface installation damp room
105602008 | 4008224412513 | Earthed socket outlet with hinged lid and safety lock | 51.4 | 35 | 1 | pc. | 5 | pc. | 115 | 85366990990 | switch range | STANDARD surface installation damp room
105648002 | 4008224412520 | Earthed socket outlet with hinged lid and safety lock | 51.4 | 35 | 1 | pc. | 5 | pc. | 115 | 85366990990 | switch range | STANDARD surface installation damp room
107704005 | 4008224596732 | Surface mounted, earthed socket outlet with central earth contact, 1-fold, without shutter, STANDARD, light grey,(Eastern Europa) | 12.6 | 35 | 1 | pc. | 10 | pc. | 115 | 85366990990 | switch range | STANDARD surface installation
107802006 | 4008224528580 | Earthed socket outlet with hinged lid and with shutter | 14.84 | 35 | 1 | pc. | 10 | pc. | 115 | 85366990990 | switch range | NAUTIC
107815006 | 4008224632720 | Surface-mounted switch range, earthed socket outlet with safety lock and shutter, NAUTIC, colour: anthracite | 14.84 | 35 | 1 | pc. | 10 | pc. | 115 | 85366990990 | switch range | NAUTIC
107856005 | 4008224528412 | Earthed socket outlet with hinged lid and with shutter | 13.66 | 35 | 1 | pc. | 10 | pc. | 115 | 85366990990 | switch range | NAUTIC
107902009 | 4008224528702 | NAUTIC - earthed socket outlet with central earth contact - with hinged lid and with shutter, 16 A, 250 V~, colour: arctic white | 14.84 | 35 | 1 | pc. | 10 | pc. | 115 | 85366990990 | switch range | NAUTIC
107915009 | 4008224645010 | NAUTIC - MSK- socket 1-fold, with shutter | 14.08 | 35 | 1 | pc. | 10 | pc. | 115 | 85366990990 | switch range | NAUTIC
107956008 | 4008224528542 | NAUTIC - earthed socket outlet with central earth contact - with hinged lid and with shutter, 16 A, 250 V~, colour: grey | 13.66 | 35 | 1 | pc. | 10 | pc. | 115 | 85366990990 | switch range | NAUTIC
119102080 | 4008223770935 | Flush mount, earthed socket outlet with hinged lid and shutter, 1-fold, IP44, 16A, 250V~, arctic-white | 28.54 | 35 | 1 | pc. | 5 | pc. | 115 | 85366990990 | switch range | STANDARD flush-mounted damp room
130102009 | 4008224251679 | Universal switch (off and change-over)- socket outlet combination | 20.54 | 35 | 1 | pc. | 5 | pc. | 115 | 85365080900 | switch range | STANDARD surface installation damp room
130104001 | 4008224581462 | Surface mount switch (off and change-over)-socket outlet combination, vertical, switch 10AX, socket 16A, 250V~, IP44,STANDARD, light-grey | 15.68 | 35 | 1 | pc. | 5 | pc. | 115 | 85365080900 | switch range | STANDARD surface installation damp room
130148003 | 4008224227100 | Universal switch (off and change-over)- socket outlet combination | 20.54 | 35 | 1 | pc. | 5 | pc. | 115 | 85365080900 | switch range | STANDARD surface installation damp room
130202002 | 4008224251693 | Double earthed socket outlet with hinged lid | 20.54 | 35 | 1 | pc. | 5 | pc. | 115 | 85366990990 | switch range | STANDARD surface installation damp room
130204004 | 4008224581448 | Surface mount earthed socket outlet 2-fold with hinged lid, horizontal, 2-pole, 16A, 250V~, IP44, STANDARD, light-grey | 14.26 | 35 | 1 | pc. | 5 | pc. | 115 | 85366990990 | switch range | STANDARD surface installation damp room
130248006 | 4008224227117 | Double earthed socket outlet with hinged lid | 20.54 | 35 | 1 | pc. | 5 | pc. | 115 | 85366990990 | switch range | STANDARD surface installation damp room
130302005 | 4008224251709 | Surface mount earthed socket outlet 2-fold with hinged lid, vertical, 2- pole, 16A, 250V~, IP44, STANDARD, arctic-white | 20.54 | 35 | 1 | pc. | 5 | pc. | 115 | 85366990990 | switch range | STANDARD surface installation damp room
130348009 | 4008224227124 | Surface mount earthed socket outlet 2-fold with hinged lid, vertical, 2- pole, 16A, 250V~, IP44, STANDARD, grey | 20.54 | 35 | 1 | pc. | 5 | pc. | 115 | 85366990990 | switch range | STANDARD surface installation damp room
134515005 | 4008224645058 | Surface mount switch socket outlet combination (off and change-over switch), horizontal, with central-earth, switch 10A, socket 16A,250V~, IP44, NAUTIC, anthracite | 31.46 | 35 | 1 | pc. | 5 | pc. | 115 | 85366990990 | switch range | NAUTIC
134556004 | 9008221345000 | Surface mount switch socket outlet combination (off and change-over switch), horizontal, with central-earth, switch10A, socket 16A, 250V~, IP44, NAUTIC, grey | 28.54 | 35 | 1 | pc. | 5 | pc. | 115 | 85366990990 | switch range | NAUTIC
135804007 | 4008224596763 | Surface mounted, earthed socket outlet with central earth contact, 2- fold, without shutter, STANDARD, light grey, (Eastern Europa) | 25.7 | 35 | 1 | pc. | 5 | pc. | 115 | 85366990990 | switch range | OSLO
136815006 | 4008224645041 | NAUTIC - AP-FR Combination with central-earth, with shutter, vertical installation, colour: anthracite | 31.46 | 35 | 1 | pc. | 5 | pc. | 115 | 85366990990 | switch range | NAUTIC
136856005 | 4008224528573 | NAUTIC - Universal switch/socket outlet with central earth contact combination with shutter - vertical, 2-fold, 10 AX / 16 A, 250V~, colour: grey | 28.54 | 35 | 1 | pc. | 5 | pc. | 115 | 85366990990 | switch range | NAUTIC
136902009 | 4008224528603 | Surface mount earthed socket outlet 2-fold, with hinged lid , vertical, with shutter, 16A, 250V~, IP44, NAUTIC, arctic-white | 28.54 | 35 | 1 | pc. | 5 | pc. | 115 | 85366990990 | switch range | NAUTIC
136915009 | 4008224632737 | NAUTIC - double earthed socket outlet with hinged lid and with shutter - vertical, 16 A, 250 V~, IP44, colour: anthracite | 28.54 | 35 | 1 | pc. | 5 | pc. | 115 | 85365080900 | switch range | NAUTIC
136955007 | 4008224654029 | NAUTIC - double earthed socket outlet with hinged lid and with shutter - vertical, 16 A, 250 V~, IP44, colour: anthracite | 40.18 | 35 | 1 | pc. | 5 | pc. | 115 | 85365080900 | switch range | NAUTIC
136956008 | 4008224528436 | Double earthed socket outlet with hinged lid and with shutter | 25.7 | 35 | 1 | pc. | 5 | pc. | 115 | 85366990990 | switch range | NAUTIC
137002003 | 4008224528597 | Double earthed socket outlet with hinged lid and with shutter | 28.54 | 35 | 1 | pc. | 5 | pc. | 115 | 85366990990 | switch range | NAUTIC
137015003 | 4008224632744 | Double earthed socket outlet with shutter, horizontal, colour: anthracite | 28.54 | 35 | 1 | pc. | 5 | pc. | 115 | 85366990990 | switch range | NAUTIC
137055001 | 4008224654012 | NAUTIC - double earthed socket outlet with hinged lid and with shutter - 16 A, 250 V~, colour: anthracite | 40.18 | 35 | 1 | pc. | 5 | pc. | 115 | 85366990990 | switch range | NAUTIC
137056002 | 4008224528429 | Double earthed socket outlet with hinged lid and with shutter | 25.7 | 35 | 1 | pc. | 5 | pc. | 115 | 85366990990 | switch range | NAUTIC
137102006 | 4008224528719 | NAUTIC - double earthed socket outlet with central earth contact, hinged lid and with shutter - horizontal, 16 A, 250 V~, colour: arctic white | 31.46 | 35 | 1 | pc. | 5 | pc. | 115 | 85366990990 | switch range | NAUTIC
137115006 | 4008224645027 | NAUTIC - AP-FR MSK -socket, 2-fold, with child protection, horizontal, colour: anthracite | 28.54 | 35 | 1 | pc. | 5 | pc. | 115 | 85366990990 | switch range | NAUTIC
137156005 | 4008224528726 | NAUTIC - double earthed socket outlet with central earth contact, hinged lid and with shutter - 16 A, 250 V~, IP44, colour: grey | 25.7 | 35 | 1 | pc. | 5 | pc. | 115 | 85366990990 | switch range | NAUTIC
138502009 | 4008224528610 | Universal switch (off and change over)-socket outlet combination | 31.46 | 35 | 1 | pc. | 5 | pc. | 115 | 85365080900 | switch range | NAUTIC
138515009 | 4008224632751 | NAUTIC - Universal switch (off and chance over) socket outlet combination, colour: anthracite | 31.46 | 35 | 1 | pc. | 5 | pc. | 115 | 85365080900 | switch range | NAUTIC
138556008 | 4008224528443 | Universal switch (off and change over)-socket outlet combination | 28.54 | 35 | 1 | pc. | 5 | pc. | 115 | 85365080900 | switch range | NAUTIC
138615002 | 4008224646819 | NAUTIC - Surface mount switch socket outlet combination (off and change-over switch), horizontal, with shutter, colour: anthracite | 28.54 | 35 | 1 | pc. | 5 | pc. | 115 | 85366990990 | switch range | NAUTIC
138656001 | 4008224528450 | Universal switch (off and change over)-socket outlet combination | 28.54 | 35 | 1 | pc. | 5 | pc. | 115 | 85365080900 | switch range | NAUTIC
138815008 | 4008224645034 | NAUTIC - AP-FR MSK- socket, 2-fold, with child protection, vertical, colour: anthracite | 28.54 | 35 | 1 | pc. | 5 | pc. | 115 | 85366990990 | switch range | NAUTIC
138856007 | 4008224528566 | NAUTIC - double earthed socket outlet with central earth contact, hinged lid and with shutter - 16 A, 250 V~, IP44, colour: grey | 25.7 | 35 | 1 | pc. | 5 | pc. | 115 | 85366990990 | switch range | NAUTIC
302302071 | 4008224354455 | Cover frame for horizontal and vertical installation, 1-fold, flush mount, IP44, arctic-white | 6.86 | 35 | 1 | pc. | 10 | pc. | 115 | 85389099990 | switch range | STANDARD flush-mounted damp room
302402074 | 4008224354479 | Cover frame for horizontal and vertical installation, 2-fold, flush mount, IP44, arctic-white | 9.96 | 35 | 1 | pc. | 5 | pc. | 115 | 85389099990 | switch range | STANDARD flush-mounted damp room
302502077 | 9008223025726 | Cover frame 3-fold for vertical and horizontal installation | 17.12 | 35 | 1 | pc. | 5 | pc. | 115 | 85389099990 | switch range | STANDARD flush-mounted damp room
311752043 | 9008223117438 | Rocker pad, without lens, arctic white | 10.14 | 35 | 1 | pc. | 10 | pc. | 115 | 85389099990 | switch range | single device, accessory
320304044 | 4008224224741 | 2x connecting element | 7.7 | 35 | 1 | pc. | 10 | pc. | 115 | 85389099990 | switch range | STANDARD surface installation damp room
563502007 | 4008224251723 | Surface mount, series-switch, 10AX, 250V~, IP44, STANDARD, arctic-white | 17.12 | 35 | 1 | pc. | 5 | pc. | 115 | 85365080900 | switch range | STANDARD surface installation damp room
563548001 | 4008224227148 | Surface mount, series-switch, 10AX, 250V~, IP44, STANDARD, grey | 17.12 | 35 | 1 | pc. | 5 | pc. | 115 | 85365080900 | switch range | STANDARD surface installation damp room
563602000 | 4008224251730 | Surface mount, universal switch (off and change-over switch), 10AX, 250V~, IP44, STANDARD, arctic-white | 10.54 | 35 | 1 | pc. | 10 | pc. | 115 | 85365080900 | switch range | STANDARD surface installation damp room
563604002 | 4008224581424 | Surface mount, universal switch (off and change-over switch), 10AX, 250V~, IP44, STANDARD, light grey | 7.96 | 35 | 1 | pc. | 10 | pc. | 115 | 85365080900 | switch range | STANDARD surface installation damp room
563648004 | 4008224227155 | Surface mount, universal switch (off and change-over switch), 10AX, 250V~, IP44, STANDARD, grey | 10.54 | 35 | 1 | pc. | 10 | pc. | 115 | 85365080900 | switch range | STANDARD surface installation damp room
563702003 | 4008224251747 | Surface mount, cross switch, 10AX, 250V~, IP44, STANDARD, arctic-white | 21.98 | 35 | 1 | pc. | 5 | pc. | 115 | 85365080900 | switch range | STANDARD surface installation damp room
563748007 | 4008224227162 | Surface mount, cross switch, 10AX, 250V~, IP44, STANDARD, grey | 21.98 | 35 | 1 | pc. | 5 | pc. | 115 | 85365080900 | switch range | STANDARD surface installation damp room
564302002 | 4008224251754 | Surface mount, pushbutton switch, 10AX, 250V~, IP44, STANDARD, arctic-white | 11.98 | 35 | 1 | pc. | 5 | pc. | 115 | 85365080900 | switch range | STANDARD surface installation damp room
564348006 | 4008224227179 | Surface mount, pushbutton switch, 10AX, 250V~, IP44, STANDARD, grey | 11.98 | 35 | 1 | pc. | 5 | pc. | 115 | 85365080900 | switch range | STANDARD surface installation damp room
564602001 | 4008224251761 | Surface mount, control switch (off and change-over switch), illuminated, 10AX, 250V~, IP44, STANDARD, arctic-white | 30.3 | 35 | 1 | pc. | 5 | pc. | 115 | 85365080900 | switch range | STANDARD surface installation damp room
564648005 | 4008224227186 | Surface mount, control switch (off and change-over switch), illuminated, 10AX, 250V~, IP44, STANDARD, grey | 30.3 | 35 | 1 | pc. | 5 | pc. | 115 | 85365080900 | switch range | STANDARD surface installation damp room
565256009 | 4008224528740 | NAUTIC - off switch - 2-pole, 10 AX, 250 V~, IP44, colour: grey | 42.86 | 35 | 1 | pc. | 10 | pc. | 115 | 85365080900 | switch range | NAUTIC
565296007 | 4008224575010 | Surface mount, off-switch, 2-pole, illuminated, printed pad 0-1, 10AX, 250V~, IP44, NAUTIC, grey | 42.86 | 35 | 1 | pc. | 5 | pc. | 115 | 85365080900 | switch range | NAUTIC
565302003 | 4008224528696 | Surface mount, heating main switch, 2-pole, illuminated, 10AX, 250V~, IP44, NAUTIC, arctic-white | 42.86 | 35 | 1 | pc. | 5 | pc. | 115 | 85365080900 | switch range | NAUTIC
565315003 | 4008224632768 | NAUTIC - heating main switch - illumination with glow lamp, 10 AX, 250 V~, IP44, colour: anthracite | 42.86 | 35 | 1 | pc. | 5 | pc. | 115 | 85365080900 | switch range | NAUTIC
565356002 | 4008224528535 | Surface mount, heating main switch, 2-pole, illuminated, 10AX, 250V~, IP44, NAUTIC, grey | 40 | 35 | 1 | pc. | 5 | pc. | 115 | 85365080900 | switch range | NAUTIC
565502009 | 4008224528641 | Surface mount, series switch, 10AX, 250V~, IP44, NAUTIC, arctic-white | 26.6 | 35 | 1 | pc. | 5 | pc. | 115 | 85365080900 | switch range | NAUTIC
565515009 | 4008224632775 | NAUTIC - series switch - 10 AX, 250 V~, IP44, colour: anthracite | 26.6 | 35 | 1 | pc. | 5 | pc. | 115 | 85365080900 | switch range | NAUTIC
565556008 | 4008224528481 | Surface mount series switch, 10AX, 250V~, IP44, NAUTIC, grey | 25.1 | 35 | 1 | pc. | 5 | pc. | 115 | 85365080900 | switch range | NAUTIC
565602002 | 4008224528658 | Surface mount, universal switch (off and change-over switch), 10AX, 250V~, IP44, NAUTIC, arctic-white | 16.58 | 35 | 1 | pc. | 10 | pc. | 115 | 85365080900 | switch range | NAUTIC
565615002 | 4008224632782 | NAUTIC - universal switch (off and change-over) - 10 AX, 250 V~, IP44, colour: anthracite | 16.58 | 35 | 1 | pc. | 10 | pc. | 115 | 85365080900 | switch range | NAUTIC
565656001 | 4008224528498 | Surface mount universal switch (off and change-over switch), 10AX, 250V~, IP44, NAUTIC, grey | 15.68 | 35 | 1 | pc. | 10 | pc. | 115 | 85365080900 | switch range | NAUTIC
565702005 | 4008224528665 | Surface mount, cross switch, 10AX, 250V~, IP44, NAUTIC, arctic-white | 31.46 | 35 | 1 | pc. | 5 | pc. | 115 | 85365080900 | switch range | NAUTIC
565715005 | 4008224632799 | NAUTIC - cross switch - 10 AX, 250 V~, IP44, colour: anthracite | 31.46 | 35 | 1 | pc. | 5 | pc. | 115 | 85365080900 | switch range | NAUTIC
565756004 | 4008224528504 | Surface mount, cross switch, 10AX, 250V~, IP44, NAUTIC, grey | 30 | 35 | 1 | pc. | 5 | pc. | 115 | 85365080900 | switch range | NAUTIC
566302004 | 4008224528672 | Surface mount, pushbutton switch, illuminable, 10AX, 250V~, IP44, NAUTIC, arctic-white | 20 | 35 | 1 | pc. | 5 | pc. | 115 | 85365080900 | switch range | NAUTIC
566315004 | 4008224632805 | NAUTIC - pushbutton switch - 10 AX, 250 V~, IP44, colour: anthracite | 20 | 35 | 1 | pc. | 5 | pc. | 115 | 85365080900 | switch range | NAUTIC
566356003 | 4008224528511 | NAUTIC - surface mount, pushbutton switch, illuminable, 10AX, 250V~, IP44. Colour: grey | 18.58 | 35 | 1 | pc. | 5 | pc. | 115 | 85365080900 | switch range | NAUTIC
566602003 | 4008224528689 | Surface mount, control switch (off and change-over switch), illuminated, 10AX, 250V~, IP44, NAUTIC, arctic-white | 40 | 35 | 1 | pc. | 5 | pc. | 115 | 85365080900 | switch range | NAUTIC
566615003 | 4008224632812 | NAUTIC - control switch - illumination with glow lamp, 10 AX, 250 V~, IP44, colour: anthracite | 40 | 35 | 1 | pc. | 5 | pc. | 115 | 85365080900 | switch range | NAUTIC
566656002 | 4008224528528 | Surface mount, control switch (off and change-over switch), illuminated, 10AX, 250V~, IP44, NAUTIC, grey | 37.12 | 35 | 1 | pc. | 5 | pc. | 115 | 85365080900 | switch range | NAUTIC
567302005 | 4008224251778 | Surface mount, heating main switch, 2-pole, illuminated, 10AX, 250V~, IP44, STANDARD, arctic-white | 31.46 | 35 | 1 | pc. | 5 | pc. | 115 | 85365080900 | switch range | STANDARD surface installation damp room
567348009 | 4008224227193 | Surface mount, heating main switch, 2-pole, illuminated, 10AX, 250V~, IP44, STANDARD, grey | 31.46 | 35 | 1 | pc. | 5 | pc. | 115 | 85365080900 | switch range | STANDARD surface installation damp room
623502071 | 9008226235023 | STANDARD - series switch - 10 AX, 250 V~, colour: arctic white | 42.86 | 35 | 1 | pc. | 5 | pc. | 115 | 85365080900 | switch range | STANDARD flush-mounted damp room
623602081 | 4008223771017 | Flush mount, universal switch (off and change-over switch), 10AX, 250V~, IP44, arctic-white | 35.68 | 35 | 1 | pc. | 5 | pc. | 115 | 85365080900 | switch range | STANDARD flush-mounted damp room
624302083 | 4008223771192 | Flush mount, pushbutton switch, illuminable, 10AX, 250V~, IP44, arctic- white | 38.56 | 35 | 1 | pc. | 3 | pc. | 115 | 85365080900 | switch range | STANDARD flush-mounted damp room
624602082 | 9008226246289 | STANDARD - control switch - illumination with glow lamp, 10 AX, 250 V~, IP44, colour: arctic white | 57.18 | 35 | 1 | pc. | 5 | pc. | 115 | 85365080900 | switch range | STANDARD flush-mounted damp room
627302086 | 4008223771277 | Flush mount heating main switch, 2-pole, with light, 10AX, 250V~, IP44, arctic-white | 62.86 | 35 | 1 | pc. | 3 | pc. | 115 | 85365080900 | switch range | STANDARD flush-mounted damp room
699515083 | 4008224651059 | ATHENIS IP44 - series switch, colour: anthracite | 47.82 | 35 | 1 | pc. | 5 | pc. | 115 | 85365080900 | switch range | ATHENIS IP44
699529084 | 4008224651035 | ATHENIS IP44 - series switch, colour: pure-white | 43.76 | 35 | 1 | pc. | 5 | pc. | 115 | 85365080900 | switch range | ATHENIS IP44
699547086 | 4008224651042 | ATHENIS IP44 - series switch, colour: steel | 47.82 | 35 | 1 | pc. | 5 | pc. | 115 | 85365080900 | switch range | ATHENIS IP44
955002016 | 4008224646833 | NAUTIC Surface mount socket outlet with combination lock, 2-pole/earth, IP44,16A,250V~, arctic white | 79.28 | 35 | 1 | pc. | 5 | pc. | 115 | 85366990990 | switch range | NAUTIC
955015016 | 4008224646840 | NAUTIC Surface mount socket outlet with combination lock, 2-pole/earth, IP44,16A,250V~, anthracite | 79.28 | 35 | 1 | pc. | 5 | pc. | 115 | 85366990990 | switch range | NAUTIC
955056015 | 4008224646826 | NAUTIC Surface mount socket outlet with combination lock, 2-pole/earth, IP44,16A,250V~, grey | 79.28 | 35 | 1 | pc. | 5 | pc. | 115 | 85366990990 | switch range | NAUTIC
991156004 | 4008224666824 | AktPak. NAUTIC grey | 104.02 | 35 | 1 | pc. | 1 | pc. | 115 | 85366990990 | switch range | NAUTIC
195000159 | 9008221950006 | Time switcher, analogue, time: 15min. | 156.92 | 35 | 1 | pc. | 1 | pc. | 116 | 91070000900 | switch range | socket and basic components
195000300 | 9008221950020 | Time switcher, analogue, time: 30 min. | 156.92 | 35 | 1 | pc. | 1 | pc. | 116 | 91070000900 | switch range | socket and basic components
195102075 | 4008224608381 | Outdoor mechanical timer, with shutter, shortest time interval: 30 min, max. 3.680 W | 21.3873 | 25 | 1 | pc. | 6 | pc. | 116 | 91070000900 | other accessory | timer
195202078 | 4008224608398 | Mechanical timer, with shutter, shortest time interval: 15min, max. 3.680 W | 15.3838 | 25 | 1 | pc. | 6 | pc. | 116 | 91070000900 | other accessory | timer
195202171 | 4008224608459 | Mechanical timer, with shutter, shortest time interval: 15min, max. 3.680 W, contents: 2 pcs. | 26.7382 | 25 | 1 | pc. | 6 | pc. | 116 | 91070000900 | other accessory | timer
195302071 | 4008224608411 | Mini mechanical timer, with shutter, shortest time interval: 30 min, max. 3.680 W | 13.4588 | 25 | 1 | pc. | 10 | pc. | 116 | 91070000900 | other accessory | timer
195302174 | 4008224608442 | Mini mechanical timer, with shutter, shortest time interval: 30 min, max. 3.680 W, contents: 3 pcs. | 37.4074 | 25 | 1 | pc. | 6 | pc. | 116 | 91070000900 | other accessory | timer
195402074 | 4008224608428 | Mini programmable digital timer, with shutter, 140programs, max. 1.800 W | 27.7986 | 25 | 1 | pc. | 10 | pc. | 116 | 91070000900 | other accessory | timer
195420075 | 4008224608435 | Mini programmable digital timer, with shutter, 140programs, max. 1.800 W | 31.045 | 25 | 1 | pc. | 10 | pc. | 116 | 91070000900 | other accessory | timer
198513009 | 4008224671514 | HK07 - Roller shutter timer, for automatic control of shutters and awnings, LCD display, holiday and hand control, power reserve (min.18h), 7 times adjustable for each of the times, 6AX, 230V~, 1500W/VA, colour: arctic white | 275.72 | 35 | 1 | pc. | 1 | pc. | 116 | 91070000900 | switch range | HK07
198513016 | 4008224406000 | HK05 - Timer for shutter - combined, for the automatic control of motor driven shutters and sun blinds, holiday-and manual control, LCD-Display, back-up time (max.18h), 7 up-and down-times programable 6 AX, 230 V~, 1500 W/VA, colour: arctic white | 275.72 | 35 | 1 | pc. | 1 | pc. | 116 | 91070000900 | switch range | HK05
198513188 | 4008224582896 | PARIS VISION HK05 - Timer for shutter - combined, for the automatic control of motor driven shutters and sun blinds, holiday-and manual control, LCD-Display, back-up time (max.18h), 7 up-and down-times programable 6 AX, 230 V~, 1500 W/VA, colour: arctic-white | 275.72 | 35 | 1 | pc. | 2 | pc. | 116 | 91070000900 | switch range | technology centre
198515001 | 4008224661348 | HK07 - Roller shutter timer, for automatic control of shutters and awnings, LCD display, holiday and hand control, power reserve (min.18h), 7 times adjustable for each of the times, 6AX, 230V~, 1500W/VA, colour: anthracite | 302.18 | 35 | 1 | pc. | 1 | pc. | 116 | 91070000900 | switch range | HK07
198529002 | 4008224592369 | HK07 - Roller shutter timer, for automatic control of shutters and awnings, LCD display, holiday and hand control, power reserve (min.18h), 7 times adjustable for each of the times, 6AX, 230V~, 1500W/VA, colour: pure white | 275.72 | 35 | 1 | pc. | 1 | pc. | 116 | 91070000900 | switch range | HK07
198532002 | 4008224669849 | HK07 - Roller shutter timer, for automatic control of shutters and awnings, LCD display, holiday and hand control, power reserve(min.18h), 7 times adjustable for each of the times, 6AX, 230V~, 1500W/VA, colour: arctic white matt | 316.78 | 35 | 1 | pc. | 1 | pc. | 116 | 91070000900 | switch range | HK07
198534004 | 4008224669856 | HK07 - Roller shutter timer, for automatic control of shutters and awnings, LCD display, holiday and hand control, power reserve (min.18h), 7 times adjustable for each of the times, 6AX, 230V~, 1500W/VA, colour: grey matt | 316.78 | 35 | 1 | pc. | 1 | pc. | 116 | 91070000900 | switch range | HK07
198547004 | 4008224661331 | HK07 - Roller shutter timer, for automatic control of shutters and awnings, LCD display, holiday and hand control, power reserve (min.18h), 7 times adjustable for each of the times, 6AX, 230V~, 1500W/VA, colour: steel | 302.18 | 35 | 1 | pc. | 1 | pc. | 116 | 91070000900 | switch range | HK07
198550004 | 4008224669863 | HK07 - Roller shutter timer, for automatic control of shutters and awnings, LCD display, holiday and hand control, power reserve (min.18h), 7 times adjustable for each of the times, 6AX, 230V~, 1500W/VA, colour: black matt | 316.78 | 35 | 1 | pc. | 1 | pc. | 116 | 91070000900 | switch range | HK07
198550011 | 4008224658096 | HK05 - Timer for shutter - combined, for the automatic control of motor driven shutters and sun blinds, holiday-and manual control, LCD-Display, back-up time (max.18h), 7 up-and down-times programable 6 AX, 230 V~, 1500 W/VA, colour: black matt | 289.58 | 35 | 1 | pc. | 1 | pc. | 116 | 91070000900 | switch range | HK05
198600019 | 4008224414685 | Sun sensor for shutting-timer | 75.88 | 35 | 1 | pc. | 1 | pc. | 116 | 91070000900 | switch range | PARIS
198600181 | 4008224582902 | Sun sensor for shutting-timer | 75.88 | 35 | 1 | pc. | 2 | pc. | 116 | 85444993900 | switch range | technology centre
290102011 | 4008224472951 | PARIS - Room thermostat "NC", line connection 0.75mm² to 2.5mm², temperature range 5ºC-30ºC, night setback 4 Kelvin, switch off the heater when the setpoint temperature is exceeded, 10(4)AX, 250V~, 2200W, colour: arctic white | 199.8 | 35 | 1 | pc. | 1 | pc. | 116 | 90321081900 | switch range | PARIS
290102183 | 4008224582872 | Room thermostat break contact, can be combined with PARIS range of switches, scope of temperature 5ºC-30ºC, night drop down 4 Kelvin, the heater will be switched off after exceed the set temperature, 10(4)AX, 250V~, 2200W, arctic-white | 199.8 | 35 | 1 | pc. | 2 | pc. | 116 | 85365080900 | switch range | technology centre
290129005 | 4008224592307 | HK07 - Room thermostat "NC", cable connection 0.75mm² to 2.5mm², temperature range +5°C to +30°C, night setback 4 Kelvin, switch-off of the heater when the setpoint temperature is exceeded, 10(4)AX, nominal voltage 250V~, 2200W, combinable with switch range HK07, colour: pure white | 199.8 | 35 | 1 | pc. | 1 | pc. | 116 | 90329000900 | switch range | HK07
290147007 | 4008224661294 | HK07 - Room thermostat "NC", cable connection 0.75mm² to 2.5mm², temperature range +5°C to +30°C, night setback 4 Kelvin, switch-off of the heater when the setpoint temperature is exceeded, 10(4)AX, nominal voltage 250V~, 2200W, combinable with switch range HK07, colour: steel | 211.56 | 35 | 1 | pc. | 1 | pc. | 116 | 90329000900 | switch range | HK07
290150007 | 4008224657990 | HK05 - Room thermostat break contact, can be combined with PARIS range of switches, scope of temperature 5ºC-30ºC, night drop down 4 Kelvin, the heater will be switched off after exceed the set temperature, 10(4)AX, 250V~, 2200W, colour: black matt | 207.42 | 35 | 1 | pc. | 1 | pc. | 116 | 85365080900 | switch range | HK05
290202186 | 4008224583015 | Electronic timer, combine equipment neutral, with intermediate frame "PARIS", arctic-white | 236 | 35 | 1 | pc. | 2 | pc. | 116 | 91070000900 | switch range | technology centre
290229008 | 4008224592314 | HK07 - Electronic timer, shortest interval 1 min., backup- time approx.. 100 hours, random-switch, 8 programs, 6AX, 230V~, 1500W/VA, colour: pure white | 225.1 | 35 | 1 | pc. | 1 | pc. | 116 | 91070000900 | switch range | HK07
290402010 | 4008224510264 | Room thermostat change-over contact, can be combined with PARIS range of switches, scope of temperature 5ºC-30ºC, night drop down 4 Kelvin, the heater will be switched off and the cooler will be switched on after exceed the set temperature, 5(2)AX, 250V~, 1100W, arctic-white | 225.1 | 35 | 1 | pc. | 1 | pc. | 116 | 90321081900 | switch range | PARIS
290402182 | 4008224582889 | Room thermostat change-over contact, can be combined with PARIS/MALTA range of switches, scope of temperature 5ºC-30ºC, night drop down 4 Kelvin, the heater will be switched off and the cooler will be switched on after exceed the set temperature, 5(2)AX, 250V~, 1100W, arctic-white | 225.1 | 35 | 1 | pc. | 2 | pc. | 116 | 90321081900 | switch range | technology centre
290415003 | 4008224661324 | HK07 - Room thermostat "changeover", temperature range 5°C to +30°C, night setback 4 Kelvin, switch-off of the heater when the setpoint temperature is exceeded and activation of a cooling system, 5(2)AX, nominal voltage 250V~, 1100W, combinable with switch range HK07, colour: anthracite | 236.86 | 35 | 1 | pc. | 1 | pc. | 116 | 90321081900 | switch range | HK07
290429004 | 4008224592291 | HK07 - Room thermostat "changeover", temperature range 5°C to +30°C, night setback 4 Kelvin, switch-off of the heater when the setpoint temperature is exceeded and activation of a cooling system, 5(2)AX, nominal voltage 250V~, 1100W, combinable with switch range HK07, colour: pure white | 225.1 | 35 | 1 | pc. | 1 | pc. | 116 | 90321081900 | switch range | HK07
290447006 | 4008224661317 | HK07 - Room thermostat "changeover", temperature range 5°C to +30°C, night setback 4 Kelvin, switch-off of the heater when thesetpoint temperature is exceeded and activation of a cooling system, 5(2)AX, nominal voltage 250V~, 1100W, combinable with s | 236.86 | 35 | 1 | pc. | 1 | pc. | 116 | 90321080900 | switch range | HK07
290450006 | 4008224658003 | HK05 - Room thermostat change-over contact, can be combined with PARIS/MALTA range of switches, scope of temperature 5ºC-30ºC, night drop down 4 Kelvin, the heater will be switched off and the cooler will be switched on after exceed the set temperature, 5(2)AX, 250V~, 1100W, colour: black matt | 232.96 | 35 | 1 | pc. | 1 | pc. | 116 | 85365080900 | switch range | HK05
296213001 | 4008224671538 | HK07 - Earthed socket outlet with built-in 2 USB charger, 16A, 250V~, colour: arctic white | 159.22 | 35 | 1 | pc. | 1 | pc. | 116 | 85366990990 | switch range | HK07
296215003 | 4008224652445 | HK07 - earthed socket outlet with built-in 2 USB charger, colour: anthracite | 166.88 | 35 | 1 | pc. | 1 | pc. | 116 | 85366990990 | switch range | HK07
296215089 | 4008224651516 | ATHENIS - earthed socket outlet with built-in 2 USB charger, colour: anthracite | 166.88 | 35 | 1 | pc. | 2 | pc. | 116 | 85363010900 | switch range | ATHENIS
296215182 | 4008224651530 | ATHENIS - earthed socket outlet with built-in 2 USB charger, colour: anthracite | 196.98 | 35 | 1 | pc. | 2 | pc. | 116 | 85366990990 | switch range | ATHENIS
296229004 | 4008224637541 | HK07 - earthed socket outlet with built-in 2 USB charger - 16A, 250V~, colour: pure white | 159.22 | 35 | 1 | pc. | 1 | pc. | 116 | 85366990990 | switch range | HK07
296229011 | 4008224637565 | ATHENIS - earthed socket outlet with built-in 2 USB charger, 16A, 250V~, colour: pure white | 159.22 | 35 | 1 | pc. | 2 | pc. | 116 | 85363010900 | switch range | ATHENIS
296229080 | 4008224646512 | ATHENIS - earthed socket outlet with built-in 2 USB charger, 16A, 250V~, colour: pure white | 159.22 | 35 | 1 | pc. | 2 | pc. | 116 | 85363010900 | switch range | ATHENIS
296229183 | 4008224637558 | ATHENIS - Earthed socket outlet with built-in 2x USB charger - 16 A, 250 V~, colour: pure-white | 159.22 | 35 | 1 | pc. | 2 | pc. | 116 | 85363010900 | switch range | ATHENIS
296232004 | 4008224669900 | HK07 - Earthed socket outlet with built-in 2 USB charger, 16A, 250V~, colour: arctic white matt | 183.6 | 35 | 1 | pc. | 1 | pc. | 116 | 85366990990 | switch range | HK07
296234006 | 4008224669917 | HK07 - Earthed socket outlet with built-in 2 USB charger, 16A, 250V~, colour: grey matt | 183.6 | 35 | 1 | pc. | 1 | pc. | 116 | 85366990990 | switch range | HK07
296247006 | 4008224652452 | HK07 - Earthed socket outlet with built-in 2 USB charger, 16A, 250V~, colour: steel | 166.88 | 35 | 1 | pc. | 1 | pc. | 116 | 85366990990 | switch range | HK07
296247082 | 4008224651523 | ATHENIS - earthed socket outlet with built-in 2 USB charger, 16A, 250V~, colour: steel | 166.88 | 35 | 1 | pc. | 2 | pc. | 116 | 85363010900 | switch range | ATHENIS
296247185 | 4008224651547 | ATHENIS - earthed socket outlet with built-in 2 USB charger, 16A, 250V~, colour: steel | 196.98 | 35 | 1 | pc. | 2 | pc. | 116 | 85366990990 | switch range | ATHENIS
296250006 | 4008224669924 | HK07 - Earthed socket outlet with built-in 2 USB charger, 16A, 250V~, colour: black matt | 183.6 | 35 | 1 | pc. | 1 | pc. | 116 | 85366990990 | switch range | HK07
296413007 | 4008224649018 | HK02 - earthed socket outlet with built-in 2 USB charger - 16A, 250V~, colour: arctic white | 167.2 | 35 | 1 | pc. | 1 | pc. | 116 | 85366990990 | switch range | HK02
296415009 | 4008224649025 | HK02 - earthed socket outlet with built-in 2 USB charger - 16A, 250V~, colour: anthracite | 173.88 | 35 | 1 | pc. | 1 | pc. | 116 | 85366990990 | switch range | HK02
296420001 | 4008224649032 | HK02 - earthed socket outlet with built-in 2 USB charger - 16A, 250V~, colour: steel | 173.88 | 35 | 1 | pc. | 1 | pc. | 116 | 85366990990 | switch range | HK02
296513009 | 4008224668712 | HK07 - Electronic room thermostat, measuring temperature range from 0°C to +40°C, switch-off when the setpoint temperature is exceeded, operating voltage 230V, 50Hz, weekly valve training, colour: arctic white | 248.04 | 35 | 1 | pc. | 1 | pc. | 116 | 90321080000 | switch range | HK07
296515002 | 4008224662123 | HK07 - Electronic room thermostat, measuring temperature range from 0°C to +40°C, switch-off when the setpoint temperature is exceeded, operating voltage 230V, 50Hz, weekly valve training, colour: anthracite | 274.12 | 35 | 1 | pc. | 1 | pc. | 116 | 90321080000 | switch range | HK07
296529003 | 4008224662116 | HK07 - Electronic room thermostat, measuring temperature range from 0°C to +40°C, switch-off when the setpoint temperature is exceeded, operating voltage 230V, 50Hz, weekly valve training, colour: pure white | 248.04 | 35 | 1 | pc. | 1 | pc. | 116 | 90321080000 | switch range | HK07
296532003 | 4008224669931 | HK07 - Electronic room thermostat, measuring temperature range from 0°C to +40°C, switch-off when the setpoint temperature is exceeded, operating voltage 230V, 50Hz, weekly valve training, colour: arctic white | 301.54 | 35 | 1 | pc. | 1 | pc. | 116 | 90321080000 | switch range | HK07
296534005 | 4008224669948 | HK07 - Electronic room thermostat, measuring temperature range from 0°C to +40°C, switch-off when the setpoint temperature is exceeded, operating voltage 230V, 50Hz, weekly valve training, colour: grey matt | 301.54 | 35 | 1 | pc. | 1 | pc. | 116 | 90321080000 | switch range | HK07
296547005 | 4008224662130 | HK07 - Electronic room thermostat, measuring temperature range from 0°C to +40°C, switch-off when the setpoint temperature is exceeded, operating voltage 230V, 50Hz, weekly valve training, colour: pure white | 274.12 | 35 | 1 | pc. | 1 | pc. | 116 | 90321080000 | switch range | HK07
296550005 | 4008224669955 | HK07 - Electronic room thermostat, measuring temperature range from 0°C to +40°C, switch-off when the setpoint temperature is exceeded, operating voltage 230V, 50Hz, weekly valve training, colour: black matt | 301.54 | 35 | 1 | pc. | 1 | pc. | 116 | 90321080000 | switch range | HK07
296713006 | 4008224671545 | HK07 - Electronic room thermostat, measuring temperature range from 0°C to +40°C, cooling is activated when the setpoint temperature is exceeded, operating voltage 230V, 50Hz, weekly valve training, colour: arctic white | 300.22 | 35 | 1 | pc. | 1 | pc. | 116 | 90321080000 | switch range | HK07
296715008 | 4008224662154 | HK07 - Electronic room thermostat, measuring temperature range from 0°C to +40°C, cooling is activated when the setpoint temperature is exceeded, operating voltage 230V, 50Hz, weekly valve training, colour: anthracite | 326.34 | 35 | 1 | pc. | 1 | pc. | 116 | 90321080000 | switch range | HK07
296729009 | 4008224662147 | HK07 - Electronic room thermostat, measuring temperature range from 0°C to +40°C, cooling is activated when the setpoint temperature is exceeded, operating voltage 230V, 50Hz, weekly valve training, colour: pure white | 300.22 | 35 | 1 | pc. | 1 | pc. | 116 | 90321080000 | switch range | HK07
296732009 | 4008224669962 | HK07 - Electronic room thermostat, measuring temperature range from 0°C to +40°C, cooling is activated when the setpoint temperature is exceeded, operating voltage 230V, 50Hz, weekly valve training, colour: arctic white | 358.98 | 35 | 1 | pc. | 1 | pc. | 116 | 90321080000 | switch range | HK07
296734001 | 4008224669979 | HK07 - Electronic room thermostat, measuring temperature range from 0°C to +40°C, cooling is activated when the setpoint temperature is exceeded, operating voltage 230V, 50Hz, weekly valve training, colour: grey | 358.98 | 35 | 1 | pc. | 1 | pc. | 116 | 90321080000 | switch range | HK07
296747001 | 4008224662161 | HK07 - Electronic room thermostat, measuring temperature range from 0°C to +40°C, cooling is activated when the setpoint temperature is exceeded, operating voltage 230V, 50Hz, weekly valve training, colour: steel | 326.34 | 35 | 1 | pc. | 1 | pc. | 116 | 90321080000 | switch range | HK07
296750001 | 4008224669986 | HK07 - Electronic room thermostat, measuring temperature range from 0°C to +40°C, cooling is activated when the setpoint temperature is exceeded, operating voltage 230V, 50Hz, weekly valve training, colour: black matt | 358.98 | 35 | 1 | pc. | 1 | pc. | 116 | 90321080000 | switch range | HK07
297229005 | 4008224686327 | Std.1f.2xUSB A/C HK07 h.w. | 139.94 | 35 | 1 | pc. | 1 | pc. | 116 | 85366990990 | switch range | HK07
298115002 | 4008224667258 | HK07 - Room thermostat with display, max. switching capacity 0.5A, 230V~, 1.8W, 50Hz, temperature setting range 5°C- 30°C and programmable temperature reduction, protection class IP30, colour: anthracite | 383.06 | 35 | 1 | pc. | 1 | pc. | 116 | 90321080000 | switch range | HK07
298129003 | 4008224667241 | HK07 - Room thermostat with display, max. switching capacity 0.5A, 230V~, 1.8W, 50Hz, temperature setting range 5°C- 30°C and programmable temperature reduction, protection class IP30, colour: pure white | 358.98 | 35 | 1 | pc. | 1 | pc. | 116 | 90321080000 | switch range | HK07
298132003 | 4008224685474 | HK07 - Room thermostat with display, max. switching capacity 0.5A,230V~, 1.8W, 50Hz, temperature setting range 5°C- 30°C and programmable temperature reduction, protection class IP30, colour: arctic white matt | 407.12 | 35 | 1 | pc. | 1 | pc. | 116 | 90321080900 | switch range | HK07
298134005 | 4008224685481 | HK07 - Room thermostat with display, max. switching capacity 0.5A,230V~, 1.8W, 50Hz, temperature setting range 5°C- 30°C and programmable temperature reduction, protection class IP30, colour: grey matt | 407.12 | 35 | 1 | pc. | 1 | pc. | 116 | 90321080900 | switch range | HK07
298147005 | 4008224667265 | HK07 - Room thermostat with display, max. switching capacity 0.5A, 230V~, 1.8W, 50Hz, temperature setting range 5°C- 30°C and programmable temperature reduction, protection class IP30, colour: steel | 383.06 | 35 | 1 | pc. | 1 | pc. | 116 | 90321080000 | switch range | HK07
298150005 | 4008224685498 | HK07 - Room thermostat with display, max. switching capacity 0.5A,230V~, 1.8W, 50Hz, temperature setting range 5°C- 30°C and programmable temperature reduction, protection class IP30, colour: black matt | 407.12 | 35 | 1 | pc. | 1 | pc. | 116 | 90321080900 | switch range | HK07
298200182 | 4008224678629 | Flush mounted USB-Charger A/C 3000mA | 161.86 | 35 | 1 | pc. | 2 | pc. | 116 | 85366990990 | switch range | socket and basic components
326400087 | 4008222909732 | Micro glass fuse T 1,6A, contents: 3 pcs. | 4.7799 | 25 | 1 | pc. | 10 | pc. | 116 | 85361010900 | other accessory | fine wire fuse
329801083 | 4008224588911 | Micro ceramic fuse F 0,2A, contents: 3 pcs. | 4.8778 | 25 | 1 | pc. | 10 | pc. | 116 | 85361010900 | other accessory | fine wire fuse
329802084 | 4008224588928 | Micro ceramic fuse F 0,315A, contents: 3 pcs. | 4.8778 | 25 | 1 | pc. | 10 | pc. | 116 | 85361010900 | other accessory | fine wire fuse
329803085 | 4008224588935 | Micro ceramic fuse F 10A, contents: 3 pcs. | 4.8778 | 25 | 1 | pc. | 10 | pc. | 116 | 85361010900 | other accessory | fine wire fuse
329810089 | 4008224626118 | Micro fuse (3pcs. DIY-packing), delay, 1 AH 250V | 4.8778 | 25 | 1 | pc. | 10 | pc. | 116 | 85361010900 | other accessory | fine wire fuse
450002016 | 4008224653152 | HK07 - WC emergency call set consisting of pull button, signal light, shut-off button and power supply, colour: pure white | 775.8 | 35 | 1 | pc. | 1 | pc. | 116 | 85311095900 | switch range | HK07
450302015 | 4008224653169 | HK07 - Uninterruptible power supply for toilet emergency call set, for continuous operation even in the event of a power failure, colour: pure white | 753.14 | 35 | 1 | pc. | 1 | pc. | 116 | 85311095900 | switch range | HK07
450402018 | 4008224653176 | HK07 - Battery replacement set, for uninterruptible power supply of the toilet emergency call set, colour: pure white | 430.98 | 35 | 1 | pc. | 1 | pc. | 116 | 85076000900 | switch range | HK07
450502011 | 4008224653183 | HK07 - LED room signal light as a single unit for toilet emergency call set, colour: pure white | 375.08 | 35 | 1 | pc. | 1 | pc. | 116 | 85311095900 | switch range | HK07
450602014 | 4008224653190 | HK07 - Emergency horn as a stand-alone device for retrofitting the toilet emergency call set, colour: pure white | 397.8 | 35 | 1 | pc. | 1 | pc. | 116 | 85311095900 | switch range | HK07
506500006 | 4008224661874 | 3 Stages switch | 121.98 | 35 | 1 | pc. | 1 | pc. | 116 | 85365080900 | switch range | socket and basic components
800200189 | 4008224583008 | Push/change over dimmer socket for light bulbs and 230V~ halogen lights, as well as low voltage halogen lights with electronic transformers, 20- 325VA, 230V~, 50Hz | 126.42 | 35 | 1 | pc. | 2 | pc. | 116 | 85365080900 | switch range | technology centre
805800003 | 4008224672016 | INFRAcontrol motion detector T180° 50x50mm, 2-wire device, Infrared detection, detection angle 180°, flush mounted, detection range up to 10m, protection class IP20, 230VAC, 50Hz, Incandescent lamps: 40-400W, High-voltage halogen lamps: 40-400VA, Lag | 101.1125 | 25 | 1 | pc. | 1 | pc. | 116 | 85365080900 | motion and presence detector | motion detector flush mounting
805800010 | 4008224512947 | INFRAcontrol T 180°, infrared motion switch, 2-wire, 40 - 400 W | 101.1125 | 25 | 1 | pc. | 1 | pc. | 116 | 85318070000 | motion and presence detector | motion detector flush mounting
805800182 | 4008224582865 | INFRAcontrol T 180°, infrared motion switch, 2-wire, 40 - 400 W | 101.1125 | 25 | 1 | pc. | 2 | pc. | 116 | 85365080900 | motion and presence detector | motion detector flush mounting
805813010 | 4008224262736 | INFRAcontrol T 180° (EUROPA), IR-motion sensor, 2-wire, for ohmic load 40 - 400 W, incl. cover frame | 101.1125 | 25 | 1 | pc. | 1 | pc. | 116 | 85365080900 | motion and presence detector | motion detector flush mounting
805813553 | 4008224671286 | INFRAcontrol motion detector T180° 55x55mm, 2-wire device, Infrared detection, detection angle 180°, flush mounted, detection range up to 10m, protection class IP20, 230VAC, 50Hz, Incandescent lamps: 40-400W, High-voltage halogen lamps: 40-400VA, Lag | 101.1125 | 25 | 1 | pc. | 1 | pc. | 116 | 85365080900 | motion and presence detector | motion detector flush mounting
805815005 | 4008224672115 | INFRAcontrol motion detector T180° 50x50mm, 2-wire device, Infrared detection, detection angle 180°, flush mounted, detection range up to 10m, protection class IP20, 230VAC, 50Hz, Incandescent lamps: 40-400W, High-voltage halogen lamps: 40-400VA, Lag | 123.5112 | 25 | 1 | pc. | 1 | pc. | 116 | 85365080900 | motion and presence detector | motion detector flush mounting
805815012 | 4008224592864 | INFRAcontrol T 180°, complete, infrared motion switch, 2-wire, 40 - 400 W | 123.5112 | 25 | 1 | pc. | 1 | pc. | 116 | 85365080900 | motion and presence detector | motion detector flush mounting
805815555 | 4008224671293 | INFRAcontrol motion detector T180° 55x55mm, 2-wire device, Infrared detection, detection angle 180°, flush mounted, detection range up to 10m, protection class IP20, 230VAC, 50Hz, Incandescent lamps: 40-400W, High-voltage halogen lamps: 40-400VA, Lag | 123.5112 | 25 | 1 | pc. | 1 | pc. | 116 | 85365080900 | motion and presence detector | motion detector flush mounting
805829006 | 4008224592154 | INFRAcontrol T 180°, infrared motion switch, 2-wire, 40 - 400 W | 101.1125 | 25 | 1 | pc. | 1 | pc. | 116 | 85365080900 | motion and presence detector | motion detector flush mounting
805829013 | 4008224585019 | INFRAcontrol T 180°, infrared motion switch, 2-wire, 40 - 400 W | 101.1125 | 25 | 1 | pc. | 1 | pc. | 116 | 85365080900 | motion and presence detector | motion detector flush mounting
805829556 | 4008224644419 | HK07 - INFRAcontrol 2D 180º - Flush mounted infrared motion switch(55x55mm) - detection angle: 180º | 101.1125 | 25 | 1 | pc. | 1 | pc. | 116 | 85365080900 | motion and presence detector | motion detector flush mounting
805832556 | 4008224671309 | Motion detector T180° 55x55mm, 2-wire device, Infrared detection, detection angle 180°, flush mounted, detection range up to 10m,protection class IP20, 230VAC, 50Hz, Incandescent lamps: 40-400W, high-voltage halogen lamps: 40-400VA, lag time: 4s-240s | 123.5112 | 25 | 1 | pc. | 1 | pc. | 116 | 85365080900 | motion and presence detector | motion detector flush mounting
805834558 | 4008224671316 | INFRAcontrol motion detector T180° 55x55mm, 2-wire device, Infrared detection, detection angle 180°, flush mounted, detection range up to 10m, protection class IP20, 230VAC, 50Hz, Incandescent lamps: 40-400W, | 123.5112 | 25 | 1 | pc. | 1 | pc. | 116 | 85365080900 | motion and presence detector | motion detector flush mounting
805847558 | 4008224671323 | Motion detector T180° 55x55mm, 2-wire device, Infrared detection, detection angle 180°, flush mounted, detection range up to 10m,protection class IP20, 230VAC, 50Hz, Incandescent lamps: 40-400W, high-voltage halogen lamps: 40-400VA, lag time: 4s-240s | 123.5112 | 25 | 1 | pc. | 1 | pc. | 116 | 85365080900 | motion and presence detector | motion detector flush mounting
805850008 | 4008224658027 | INFRAcontrol T 180° UP IP20, flush mounted infrared motion switch with slide switch: permanently OFF, automatic, permanently ON, 230V~, 50- 60Hz, 2-wire device for resistive loads 40-400W, twilight threshold | 123.5112 | 25 | 1 | pc. | 1 | pc. | 116 | 85365080900 | motion and presence detector | motion detector flush mounting
805850558 | 4008224671330 | INFRAcontrol motion detector T180° 55x55mm, 2-wire device, Infrared detection, detection angle 180°, flush mounted, detection range up to 10m, protection class IP20, 230VAC, 50Hz, Incandescent lamps: 40-400W, | 123.5112 | 25 | 1 | pc. | 1 | pc. | 116 | 85365080900 | motion and presence detector | motion detector flush mounting
806213044 | 9008228062139 | INFRAcontrol T 180°, complete, infrared motion switch, 2-wire, 40 - 400 W | 101.8303 | 25 | 1 | pc. | 1 | pc. | 116 | 85365080900 | motion and presence detector | motion detector flush mounting
808102014 | 4008224455237 | INFRAcontrol T 180°, complete, infrared motion switch, 2-wire, 40 - 400 W | 101.1125 | 25 | 1 | pc. | 1 | pc. | 116 | 85365080900 | motion and presence detector | motion detector flush mounting
808150017 | 4008224658010 | INFRAcontrol 2D 180º UP IP20 Flush mounted infrared motion switch, complete device with cover frame (Design PARIS), detection angle: 180º, detection range: approx. 10m, switching time: 4-240 seconds, light | 125.0447 | 25 | 1 | pc. | 1 | pc. | 116 | 85365080900 | motion and presence detector | motion detector flush mounting
808401012 | 4008224533515 | INFRAcontrol R 180° (EUROPA), IR-motion sensor, 3-wire, for ohmic/inductive load 1000W, incl. cover frame | 146.6278 | 25 | 1 | pc. | 1 | pc. | 116 | 85365080900 | motion and presence detector | motion detector flush mounting
808402006 | 4008224672023 | INFRAcontrol motion detector R180° 50x50mm, 3-wire device, Infrared detection, detection angle 180°, flush mounted, detection range up to 10m, protection class IP20, 230VAC, 50Hz, Incandescent lamps: max. 1,00W, high-voltage halogen lamps: max. 1,000W | 142.3862 | 25 | 1 | pc. | 1 | pc. | 116 | 85365080900 | motion and presence detector | motion detector flush mounting
808402013 | 4008224515955 | INFRAcontrol R 180°, complete, infrared motion switch, 3-wire, 1000W | 146.6278 | 25 | 1 | pc. | 1 | pc. | 116 | 85365080900 | motion and presence detector | motion detector flush mounting
808402183 | 4008224582858 | INFRAcontrol R 180°, infrared motion switch, 3-wire, 1000W | 146.6278 | 25 | 1 | pc. | 2 | pc. | 116 | 85365080900 | motion and presence detector | motion detector flush mounting
808405188 | 4008224594455 | INFRAcontrol R 180°, complete, infrared motion switch, 3-wire, 1000W | 163.2188 | 25 | 1 | pc. | 2 | pc. | 116 | 85365080900 | motion and presence detector | motion detector flush mounting
808413011 | 4008224533522 | INFRAcontrol R 180° (EUROPA), IR-motion sensor, 3-wire, for ohmic/inductive load 1000W, incl. cover frame | 146.6278 | 25 | 1 | pc. | 1 | pc. | 116 | 85365080900 | motion and presence detector | motion detector flush mounting
808413554 | 4008224671347 | INFRAcontrol motion detector R180° 55x55mm, 3-wire device, Infrared detection, detection angle 180°, flush mounted, detection range up to 10m, protection class IP20, 230VAC, 50Hz, Incandescent lamps: max. 1,00W, high-voltage halogen lamps: max. 1,000W, Fluorescent lamps: max. 1,000VA (series-compensated), low-voltage halogen lamps: max. 1,000VA, LED lamps: max. 300W/VA, Lag time: 4-240 seconds, response brightness stepless adjustable, with slide switch for permanently OFF, automatic, permanently ON, suitable for switch series HK07, colour: arctic-white | 142.3862 | 25 | 1 | pc. | 1 | pc. | 116 | 85365080900 | motion and presence detector | motion detector flush mounting
808415006 | 4008224650861 | INFRAcontrol motion detector R180° 50x50mm, 3-wire device, Infrared detection, detection angle 180°, flush mounted, detection range up to 10m, protection class IP20, 230VAC, 50Hz, Incandescent lamps: max. 1,00W, high-voltage halogen lamps: max. 1,000W | 158.4878 | 25 | 1 | pc. | 1 | pc. | 116 | 85365080900 | motion and presence detector | motion detector flush mounting
808415556 | 4008224671354 | INFRAcontrol motion detector R180° 55x55mm, 3-wire device, Infrared detection, detection angle 180°, flush mounted, detection range up to 10m, protection class IP20, 230VAC, 50Hz, Incandescent lamps: max. 1,00W, | 158.4878 | 25 | 1 | pc. | 1 | pc. | 116 | 85365080900 | motion and presence detector | motion detector flush mounting
808429007 | 4008224592192 | INFRAcontrol motion detector R180° 50x50mm, 3-wire device, Infrared detection, detection angle 180°, flush mounted, detection range up to 10m, protection class IP20, 230VAC, 50Hz, Incandescent lamps: max. 1,00W, high-voltage halogen lamps: max. 1,000W, Fluorescent lamps: max. 1,000VA (series-compensated), low-voltage halogen lamps: max. 1,000VA, LED lamps: max. 300W/VA, Lag time: 4-240 seconds, response brightness stepless adjustable, with slide switch for permanently OFF, automatic, permanently ON, suitable for switch series HK07 incl. intermediate frame, colour: pure-white | 142.3862 | 25 | 1 | pc. | 1 | pc. | 116 | 85365080900 | motion and presence detector | motion detector flush mounting
808429186 | 4008224637268 | Infracontrol R180 LED motion detector 55x55mm, colour: pure white | 142.3862 | 25 | 1 | pc. | 2 | pc. | 116 | 85365080900 | motion and presence detector | motion detector flush mounting
808429557 | 4008224632515 | INFRAcontrol 3D 180º UP IP20 Flush mounted infrared motion switch (55x55mm), detection angle: 180º, detection range: approx. 10m, switching time: 4-240 seconds, light threshold adjustable with slide | 142.3862 | 25 | 1 | pc. | 1 | pc. | 116 | 85365080900 | motion and presence detector | motion detector flush mounting
808432557 | 4008224671361 | INFRAc.3D180°UP IP20HK07arc.m. | 158.4878 | 25 | 1 | pc. | 1 | pc. | 116 | 85365080900 | motion and presence detector | motion detector flush mounting
808434559 | 4008224671378 | INFRAcontrol motion detector R180° 55x55mm, 3-wire device, Infrared detection, detection angle 180°, flush mounted, detection range up to 10m, protection class IP20, 230VAC, 50Hz, Incandescent lamps: max. 1,00W, | 158.4878 | 25 | 1 | pc. | 1 | pc. | 116 | 85365080900 | motion and presence detector | motion detector flush mounting
808447559 | 4008224671385 | Motion detector R180° 55x55mm, 3-wire device, Infrared detection, detection angle 180°, flush mounted, detection range up to 10m,protection class IP20, 230VAC, 50Hz, Incandescent lamps: max. 1,00W, high-voltage halogen lamps: max. 1,000W, Fluorescent | 158.4878 | 25 | 1 | pc. | 1 | pc. | 116 | 85365080900 | motion and presence detector | motion detector flush mounting
808450009 | 4008224672030 | INFRAcontrol motion detector R180° 50x50mm, 3-wire device, Infrared detection, detection angle 180°, flush mounted, detection range up to 10m, protection class IP20, 230VAC, 50Hz, Incandescent lamps: max. 1,00W, high-voltage halogen lamps: max. 1,000 | 158.4878 | 25 | 1 | pc. | 1 | pc. | 116 | 85365080900 | motion and presence detector | motion detector flush mounting
808450016 | 4008224658034 | INFRAcontrol 3D 180º UP IP20 Flush mounted infrared motion switch (50x50mm DIN 49075), complete device with cover frame (Design EUROPA), detection angle: 180º, detection range: approx. 10m, switching time: | 164.9644 | 25 | 1 | pc. | 1 | pc. | 116 | 85365080900 | motion and presence detector | motion detector flush mounting
808450559 | 4008224671392 | INFRAcontrol motion detector R180° 55x55mm, 3-wire device, Infrared detection, detection angle 180°, flush mounted, detection range up to 10m, protection class IP20, 230VAC, 50Hz, Incandescent lamps: max. 1,00W, | 158.4878 | 25 | 1 | pc. | 1 | pc. | 116 | 85365080900 | motion and presence detector | motion detector flush mounting
809500187 | 4008224582995 | Dimmer push/change over (phase control) | 80.94 | 35 | 1 | pc. | 2 | pc. | 116 | 85365080900 | switch range | technology centre
820205009 | 4008224669191 | AP.Dimm.LED35W bla | 99.04 | 35 | 1 | pc. | 1 | pc. | 116 | 85365080900 | switch range | STANDARD surface installation
820229007 | 4008224660211 | AP.Dimm.LED35W | 99.04 | 35 | 1 | pc. | 1 | pc. | 116 | 85365080900 | switch range | STANDARD surface installation
828200002 | 4008224652711 | Surface mounted box (49mm) for presence detector, suitable for 8278 and 8279, colour: white | 18.2224 | 25 | 1 | pc. | 1 | pc. | 116 | 85366990990 | motion and presence detector | motion and presence detector accessory
840402051 | 4008224616454 | INFRAcontrol T 180°, infrared motion switch, 2-wire, 5 - 300 W, LED 5 - 100 VA | 224.901 | 25 | 1 | pc. | 1 | pc. | 116 | 85365080900 | motion and presence detector | motion detector flush mounting
840415051 | 4008224671408 | INFRAcontrol motion detector T180° 50x50mm, 2-wire device, Infrared detection, detection angle 180°, flush mounted, detection range up to 9m, protection class IP40, 230VAC, 50Hz, Incandescent lamps: 5-300W, high-voltage halogen lamps: 5-300W, low-volt | 236.2064 | 25 | 1 | pc. | 1 | pc. | 116 | 85365080900 | motion and presence detector | motion detector flush mounting
840429045 | 4008224632430 | INFRAcontrol T 180°, IR motion switch, 3-wire device | 218.9465 | 25 | 1 | pc. | 1 | pc. | 116 | 85365080900 | motion and presence detector | motion detector flush mounting
840429052 | 4008224616461 | INFRAcontrol T 180°, infrared motion switch, 2-wire, 5 - 300 W, LED 5 - 100 VA | 224.901 | 25 | 1 | pc. | 1 | pc. | 116 | 85365080900 | motion and presence detector | motion detector flush mounting
840432014 | 4008224673594 | ATHENIS - INFRAcontrol motion detector T180° 50x50mm, 2-wire device, Infrared detection, detection angle 180°, flush mounted, detection range up to 9m, protection class IP40, 230VAC, 50Hz, Incandescent lamps: 5-300W, high-voltage halogen lamps: 5-300W, low-voltage halogen lamps: 5-150VA, Fluorescent lamps (uncompensated): 5-150VA, LED lamps: 5-100W/VA, lag time: 5s-30min, response brightness adjustable 5/30/100/300, programming range/memory function 5-1,000 Lux, with slide switch for permanently OFF, automatic, permanently ON, suitable for switch series Athenis incl. intermediate frame, colour: arctic-white matt | 236.2064 | 25 | 1 | pc. | 1 | pc. | 116 | 85365080900 | motion and presence detector | motion detector flush mounting
840432052 | 4008224671415 | INFRAcontrol motion detector T180° 50x50mm, 2-wire device, Infrared detection, detection angle 180°, flush mounted, detection range up to 9m, protection class IP40, 230VAC, 50Hz, Incandescent lamps: 5-300W, high-voltage halogen lamps: 5-300W, low-volt | 236.2064 | 25 | 1 | pc. | 1 | pc. | 116 | 85365080900 | motion and presence detector | motion detector flush mounting
840434016 | 4008224673600 | ATHENIS - INFRAcontrol motion detector T180° 50x50mm, 2-wire device, Infrared detection, detection angle 180°, flush mounted, detection range up to 9m, protection class IP40, 230VAC, 50Hz, Incandescent lamps: 5-300W, high-voltage halogen lamps: 5-300W, low-voltage halogen lamps: 5-150VA, Fluorescent lamps (uncompensated): 5-150VA, LED lamps: 5-100W/VA, lag time: 5s-30min, response brightness adjustable 5/30/100/300, programming range/memory function 5-1,000 Lux, with slide switch for permanently OFF, automatic, permanently ON, suitable for switch series Athenis incl. intermediate frame, colour: grey matt | 236.2064 | 25 | 1 | pc. | 1 | pc. | 116 | 85365080900 | motion and presence detector | motion detector flush mounting
840434054 | 4008224671422 | INFRAcontrol motion detector T180° 50x50mm, 2-wire device, Infrared detection, detection angle 180°, flush mounted, detection range up to 9m, protection class IP40, 230VAC, 50Hz, Incandescent lamps: 5-300W, high-voltage halogen lamps: 5-300W, low-volt | 236.2064 | 25 | 1 | pc. | 1 | pc. | 116 | 85365080900 | motion and presence detector | motion detector flush mounting
840447054 | 4008224671439 | INFRAcontrol T 180° UP IP40 INFRAcontrol motion detector,Color steel, protection grade IP40, Detection angle 180°,Detection distance 9m,Recommendmounting high 1,2 - 1,5 m, switching time 20 Sek.,1 min, 5min,15 min, 30 min, Test (2sec.), Light threshold | 236.2064 | 25 | 1 | pc. | 1 | pc. | 116 | 85365080900 | motion and presence detector | motion detector flush mounting
840450016 | 4008224672610 | INFRAcontrol motion detector T180° 50x50mm, 2-wiredevice,Infrared detection, detection angle 180°, flush mounted, detection range up to 10m, protect ion class IP20, 230VAC,50Hz, Incandescent lamps: 40-400W, High-voltage halogen lamps: 40-400VA, Lag time | 236.2064 | 25 | 1 | pc. | 1 | pc. | 116 | 85365080900 | motion and presence detector | motion detector flush mounting
840450054 | 4008224658089 | INFRAcontrol T 180° UP IP40 INFRAcontrol motion detector, Colour mat black, protection grade IP40, Detection angle 180°, Detection distance 9m, Recommend mounting high 2m, switching time 20 Sek., 1 min, 5 min, 15 min, 30 min, Test (2 sec.), | 236.2064 | 25 | 1 | pc. | 1 | pc. | 116 | 85365080900 | motion and presence detector | motion detector flush mounting
840602057 | 4008224590464 | INFRAcontrol R 180°, IR-motion sensor, 3-wire, ohmic/inductive load 2,000 W, time: 5-steps from 20 sec to 30 min | 224.901 | 25 | 1 | pc. | 1 | pc. | 116 | 85365080900 | motion and presence detector | motion detector flush mounting
840615057 | 4008224671446 | INFRAcontrol motion detector R180° 50x50mm, 3-wire device, Infrared detection, detection angle 180°, flush mounted, detection range up to 9m, protection class IP40, 230VAC, 50Hz, Incandescent lamps: max. 2,00W, high-voltage halogen lamps: max. 1,200W, | 236.2064 | 25 | 1 | pc. | 1 | pc. | 116 | 85365080900 | motion and presence detector | motion detector flush mounting
840629041 | 4008224632423 | INFRAcontrol R 180°, IR motion switch, 3-wire device | 218.9465 | 25 | 1 | pc. | 1 | pc. | 116 | 85365080900 | motion and presence detector | motion detector flush mounting
840629058 | 4008224594493 | INFRAcontrol R 180°, infrared motion switch, 3-wire, max. 2,000 W, LED max. 500 VA | 224.901 | 25 | 1 | pc. | 1 | pc. | 116 | 85365080900 | motion and presence detector | motion detector flush mounting
840632058 | 4008224671453 | Motion detector R180° 50x50mm, 3-wire device, Infrared detection, detection angle 180°, flush mounted, detection range up to 9m,protection class IP40, 230VAC, 50Hz, Incandescent lamps: max. 2,00W, high-voltage halogen lamps: max. 1,200W, Fluorescent | 236.2064 | 25 | 1 | pc. | 1 | pc. | 116 | 85365080900 | motion and presence detector | motion detector flush mounting
840634050 | 4008224671460 | INFRAcontrol motion detector R180° 50x50mm, 3-wire device, Infrared detection, detection angle 180°, flush mounted, detection range up to 9m, protection class IP40, 230VAC, 50Hz, Incandescent lamps: max. 2,00W, high-voltage halogen lamps: max. 1,200W, | 236.2064 | 25 | 1 | pc. | 1 | pc. | 116 | 85365080900 | motion and presence detector | motion detector flush mounting
840647050 | 4008224671477 | INFRAcontrol motion detector R180° 50x50mm, 3-wire device, Infrared detection, detection angle 180°, flush mounted, detection range up to 9m, protection class IP40, 230VAC, 50Hz, Incandescent lamps: max. 2,00W, | 236.2064 | 25 | 1 | pc. | 1 | pc. | 116 | 85365080900 | motion and presence detector | motion detector flush mounting
840650050 | 4008224658072 | INFRAcontrol R 180° UP IP40 Flush mounted infrared motion switch (50 x 50mm, DIN 49075), incl. adapter frame for HK05, protection class IP40, switch off advance warning, Master/Slave-Function, detection angle 180°, detection range | 236.2064 | 25 | 1 | pc. | 1 | pc. | 116 | 85365080900 | motion and presence detector | motion detector flush mounting
842800008 | 4008224614771 | Push-change over LED-dimmer, (phase control), LED 3 - 35 W | 182.14 | 35 | 1 | pc. | 1 | pc. | 116 | 85365080900 | switch range | socket and basic components
842800187 | 4008224614764 | Push-change over LED-dimmer, (phase control), LED 3 - 35 W | 182.14 | 35 | 1 | pc. | 2 | pc. | 116 | 85365080900 | switch range | technology centre
842932080 | 4008224673617 | ATHENIS- Combination device, push-changeover, LED-dimmer, colour: arctic white | 109.98 | 35 | 1 | pc. | 2 | pc. | 116 | 85365080900 | switch range | ATHENIS
842934082 | 4008224673624 | ATHENIS - combination device - push changeover switch, LED dimmer. Suitable for incandescent lamps and 230V halogen lamps, dimmable LEDs and LV halogen lamps with conventional transformers (please note the technical information from the transformer manufacturer). Adjustable basic brightness, with soft click, phase cut RL 20-250W / VA, LED 3-35W, 230V ~, 50Hz, colour: grey matt | 109.98 | 35 | 1 | pc. | 2 | pc. | 116 | 85365080900 | switch range | ATHENIS
842950082 | 4008224673631 | ATHENIS - combination device - push changeover switch, LED dimmer. Suitable for incandescent lamps and 230V halogen lamps, dimmable LEDs and LV halogen lamps with conventional transformers (please note the technical information from the transformer manufacturer). Adjustable basic brightness, with soft click, phase cut RL 20-250W / VA, LED 3-35W, 230V ~, 50Hz, colour: black matt | 109.98 | 35 | 1 | pc. | 2 | pc. | 116 | 85365080900 | switch range | ATHENIS
844100000 | 4008224624992 | Double turn-off LED dimmer, for incandescent and 230V halogen lamps, dimmable LEDs, for low-voltage halogen lamps with conventional transformers, shaft 4mm, LED 2x5-40W/VA, with shaft adapter 4 to 6mm | 154.28 | 35 | 1 | pc. | 1 | pc. | 116 | 85365080900 | switch range | socket and basic components
844100188 | 4008224631730 | Double turn-off LED dimmer - for incandescent and 230 V halogen lamps, dimmable LEDs as well as for low-voltage halogen lamps with conventional transformers, shaft 4 mm, LED 2x 5-40 W/VA, with shaft adapter 4 to 6 mm | 154.28 | 35 | 1 | pc. | 2 | pc. | 116 | 85365080900 | switch range | socket and basic components
844400008 | 4008224631310 | Changeover switch LED dimmer, for incandescent and 230V halogen lamps, dimmable LEDs as well as for low-voltage halogen lamps with conventional transformers, adjustable basic brightness, shaft 4mm with soft locking, phase control, LED 3-100W/VA, with fixing nut and shaft adapter | 97.4615 | 35 | 1 | pc. | 1 | pc. | 116 | 85365080900 | switch range | socket and basic components
844400187 | 4008224631327 | Changeover switch - LED dimmer - for incandescent and 230 V halogen lamps, dimmable LEDs as well as for low-voltage halogen lamps with conventional transformers, adjustable basic brightness, shaft 4 mm with soft locking, phase control, LED 3-100 W/VA, with fixing nut and shaft adapter | 204.2 | 35 | 1 | pc. | 2 | pc. | 116 | 85365080900 | switch range | socket and basic components
844500001 | 4008224631334 | Changeover switch LED dimmer, for incandescent and 230 V halogen lamps, dimmable LEDs as well as for low-voltage halogen lamps with electronical transformers, adjustable basic brightness, shaft 4mm with soft locking, phase alignment RC 15-150W/VA, LED 3-50W/VA, with fixing nut and shaft adapter | 228.7 | 35 | 1 | pc. | 1 | pc. | 116 | 85365080900 | switch range | socket and basic components
844500180 | 4008224631341 | Changeover switch - LED dimmer - for incandescent and 230 V halogen lamps, dimmable LEDs as well as for low-voltage halogen lamps with electronical transformers, adjustable basic brightness, shaft 4 mm with soft locking, phase alignment RC 15-150 W/VA, LED 3-50 W/VA, with fixing nut and shaft adapter | 228.7 | 35 | 1 | pc. | 2 | pc. | 116 | 85365080900 | switch range | technology centre
844600004 | 4008224631358 | Changeover switch LED dimmer, for incandescent and 230V halogen lamps, dimmable LEDs as well as for low-voltage halogen lamps with electronical transformers, adjustable basic brightness, shaft 4mm with soft locking, phase alignment RC 15-450W/VA, LED 5-150W/VA, with fixing nut and shaft adapter | 275.26 | 35 | 1 | pc. | 1 | pc. | 116 | 85365080900 | switch range | socket and basic components
844700007 | 4008224631372 | Electronic potentiometer, for dimming luminaires with electronic ballasts (ECG) or other devices with a control voltage of 1-10V, with nut and shaft adapter | 129.16 | 35 | 1 | pc. | 1 | pc. | 116 | 85365080900 | switch range | socket and basic components
844800000 | 4008224631389 | Speed controller with rotary switch, 4mm shaft, with nut and shaft adapter, 230V~, 25-600W/VA | 193.78 | 35 | 1 | pc. | 1 | pc. | 116 | 85365080900 | switch range | socket and basic components
845000007 | 4008224644716 | Universal dimmer-socket, for all flush-mounted switch range (RLC), recognize if phase alignment or phase control, LED 3-100W/VA, max. 200W/VA, with shaft adapter 4 to 6mm | 242.18 | 35 | 1 | pc. | 1 | pc. | 116 | 85365080900 | switch range | socket and basic components
845000186 | 4008224644723 | Changeover switch - LED dimmer - for incandescent and 230 V halogen lamps, dimmable LEDs as well as for low-voltage halogen lamps with conventional transformers, adjustable basic brightness, shaft 4 mm with soft locking, phase control, LED 3-100 W/VA, with | 242.18 | 35 | 1 | pc. | 2 | pc. | 116 | 85365080900 | switch range | socket and basic components
845400009 | 4008224652216 | Universal dimmer, socket for LED, phase alignment and phase control, LED 3-100W, incandescent lamps 5-250W, with shaft adapter 4/6mm | 172.28 | 35 | 1 | pc. | 1 | pc. | 116 | 85365080900 | switch range | socket and basic components
845400188 | 4008224648318 | Push-changeover universal dimmer for incandescent lamps and 230V halogen lamps, dimmable LEDs and for LV halogen lamps with electronic transformers. Adjustable basic brightness, dimmable with leading edge and phase section possible, RC10-250W / VA, LED 5-100W, shaft 4mm, with nut and shaft adapter, colour: aluminium | 124.68 | 35 | 1 | pc. | 2 | pc. | 116 | 85365080900 | switch range | technology centre
845500181 | 4008224648370 | Push-changeover universal dimmer for incandescent lamps and 230V halogen lamps, dimmable LEDs and for LV/HV halogen lamps with transformers. Adjustable basic brightness, dimmable with leading edge and phase section possible, 5-250W/VA, LED 5-100W, shaft 4mm, with nut and shaft adapter, colour: aluminium | 165.86 | 35 | 1 | pc. | 2 | pc. | 116 | 85365080900 | switch range | technology centre
845832080 | 4008224673648 | Antenna socket TV/RF/SAT single and lead line socket for single units and decoupled lead lines for satellite and cable TV, suitable for digital signals, ATHENIS, steel-colour | 274.94 | 35 | 1 | pc. | 2 | pc. | 116 | 85365080900 | switch range | ATHENIS
845834082 | 4008224673655 | Antenna socket TV/RF/SAT single and lead line socket for single units and decoupled lead lines for satellite and cable TV, suitable for digital signals, ATHENIS, steel-colour | 274.94 | 35 | 1 | pc. | 2 | pc. | 116 | 85365080900 | switch range | ATHENIS
845850082 | 4008224673662 | Antenna socket TV/RF/SAT single and lead line socket for single units and decoupled lead lines for satellite and cable TV, suitable for digital signals, ATHENIS, steel-colour | 274.94 | 35 | 1 | pc. | 2 | pc. | 116 | 85365080900 | switch range | ATHENIS
341701024 | 4008224547543 | Clip for DIN rail mounting for fastening of wireless receiver (flush-mounting), installation on DIN rails | 10.9396 | 25 | 1 | pc. | 4 | pc. | 121 | 39269097900 | Home Automation Energy | other articles
439005014 | 4008224669726 | Kopp myHomeControl®-Home Server, Windows based, for monitoring and controlling your building and energy management system, with visualization, incl. power supply | 2952.7106 | 25 | 1 | pc. | 1 | pc. | 121 | 84714100000 | Home Automation Energy | BlueControl
439101006 | 4008224669719 | USB dongle with Kopp software license for 3 actuators/3 sensors, colour: black | 97.1969 | 25 | 1 | pc. | 1 | pc. | 121 | 85235110000 | Home Automation Energy | BlueControl
860005018 | 4008224665933 | Blue-control Bluetooth gateway, for remote control of Blue-control devices via Kopp HomeConnect app (connects devices to the cloud), voice control with Amazon Alexa and Google Assistant possible, 2.4GHz, protection class IP20, colour: black | 273.818 | 25 | 1 | pc. | 1 | pc. | 121 | 85365080900 | Home Automation Energy | BlueControl
861901005 | 4008224672214 | Rocker pad HK07, for energy self-sufficient Bluetooth wall switch, pure white | 9.1969 | 25 | 1 | pc. | 5 | pc. | 121 | 85389099990 | Home Automation Energy | BlueControl
861901012 | 4008224672238 | Rocker pad HK07, with arrow symbol for shutter control (up/down), for energy self-sufficient Bluetooth wall switch, pure white | 12.7341 | 25 | 1 | pc. | 5 | pc. | 121 | 85389099990 | Home Automation Energy | BlueControl
861902006 | 4008224684910 | Rocker pad HK07, for energy self-powered Blue-control Bluetooth wall switch module, colour: arctic white | 9.1969 | 25 | 1 | pc. | 5 | pc. | 121 | 85389099990 | Home Automation Energy | BlueControl
861902013 | 4008224685030 | Rocker pad HK07, with arrow symbol for roller shutter control (up/down),for energy self-powered Blue-control Bluetooth wall switch module, color: arctic white | 12.7341 | 25 | 1 | pc. | 5 | pc. | 121 | 85389099990 | Home Automation Energy | BlueControl
861915006 | 4008224684996 | Rocker pad HK07, for energy self-powered Blue-control Bluetooth wall switch module, colour: anthracite | 12.389 | 25 | 1 | pc. | 5 | pc. | 121 | 85389099990 | Home Automation Energy | BlueControl
861915013 | 4008224685115 | Rocker pad HK07, with arrow symbol for roller shutter control (up/down),for energy self-powered Blue-control Bluetooth wall switch module, color: anthracite | 14.3216 | 25 | 1 | pc. | 5 | pc. | 121 | 85389099990 | Home Automation Energy | BlueControl
861920008 | 4008224684972 | Rocker pad HK07, for energy self-powered Blue-control Bluetooth wall switch module, colour: steel | 12.389 | 25 | 1 | pc. | 5 | pc. | 121 | 85389099990 | Home Automation Energy | BlueControl
861920015 | 4008224685092 | Rocker pad HK07, with arrow symbol for roller shutter control (up/down),for energy self-powered Blue-control Bluetooth wall switch module, color: steel | 14.3216 | 25 | 1 | pc. | 5 | pc. | 121 | 85389099990 | Home Automation Energy | BlueControl
861932007 | 4008224684934 | Rocker pad HK07, for energy self-powered Blue-control Bluetooth wall switch module, colour: arctic white matt | 13.0965 | 25 | 1 | pc. | 5 | pc. | 121 | 85389099990 | Home Automation Energy | BlueControl
861932014 | 4008224685054 | Rocker pad HK07, with arrow symbol for roller shutter control (up/down),for energy self-powered Blue-control Bluetooth wall switch module, color: arctic white matt | 15.8918 | 25 | 1 | pc. | 5 | pc. | 121 | 85389099990 | Home Automation Energy | BlueControl
861934009 | 4008224684958 | Rocker pad HK07, for energy self-powered Blue-control Bluetooth wall switch module, colour: grey matt | 13.0965 | 25 | 1 | pc. | 5 | pc. | 121 | 85389099990 | Home Automation Energy | BlueControl
861934016 | 4008224685078 | Rocker pad HK07, with arrow symbol for roller shutter control (up/down),for energy self-powered Blue-control Bluetooth wall switch module, color: grey mat | 15.8918 | 25 | 1 | pc. | 5 | pc. | 121 | 85389099990 | Home Automation Energy | BlueControl
861950009 | 4008224685016 | Rocker pad HK07, for energy self-powered Blue-control Bluetooth wall switch module, colour: black matt | 13.0965 | 25 | 1 | pc. | 5 | pc. | 121 | 85389099990 | Home Automation Energy | BlueControl
861950016 | 4008224685139 | Rocker pad HK07, with arrow symbol for roller shutter control (up/down),for energy self-powered Blue-control Bluetooth wall switch module, color: black mat | 15.8918 | 25 | 1 | pc. | 5 | pc. | 121 | 85389099990 | Home Automation Energy | BlueControl
862001009 | 4008224672221 | Double rocker HK07, for energy self-sufficient Bluetooth wall switch, pure white | 13.5624 | 25 | 1 | pc. | 5 | pc. | 121 | 85389099990 | Home Automation Energy | BlueControl
862001016 | 4008224673952 | Double rocker HK07, with arrow symbol for roller shutter control (up/down), for energy self-sufficient Bluetooth wall switch, pure white | 17.0996 | 25 | 1 | pc. | 5 | pc. | 121 | 85389099990 | Home Automation Energy | BlueControl
862002000 | 4008224684927 | Double rocker HK07, for energy self-powered Blue-control Bluetooth wall switch module, colour: arctic white | 13.5624 | 25 | 1 | pc. | 5 | pc. | 121 | 85389099990 | Home Automation Energy | BlueControl
862002017 | 4008224685047 | Double rocker HK07, with arrow symbol for roller shutter control(up/down), for energy self-powered Blue-control Bluetooth wall switch module, colour: arctic white | 17.0996 | 25 | 1 | pc. | 5 | pc. | 121 | 85389099990 | Home Automation Energy | BlueControl
862015000 | 4008224685009 | Double rocker HK07, for energy self-powered Blue-control Bluetooth wall switch module, colour: anthracite | 17.0478 | 25 | 1 | pc. | 5 | pc. | 121 | 85389099990 | Home Automation Energy | BlueControl
862015017 | 4008224685122 | Double rocker HK07, with arrow symbol for roller shutter control(up/down), for energy self-powered Blue-control Bluetooth wall switch module, colour: anthracite | 18.7043 | 25 | 1 | pc. | 5 | pc. | 121 | 85389099990 | Home Automation Energy | BlueControl
862020002 | 4008224684989 | Double rocker HK07, for energy self-powered Blue-control Bluetooth wall switch module, colour: steel | 17.0478 | 25 | 1 | pc. | 5 | pc. | 121 | 85389099990 | Home Automation Energy | BlueControl
862020019 | 4008224685108 | Double rocker HK07, with arrow symbol for roller shutter control(up/down), for energy self-powered Blue-control Bluetooth wall switch module, colour: steel | 18.7043 | 25 | 1 | pc. | 5 | pc. | 121 | 85389099990 | Home Automation Energy | BlueControl
862032001 | 4008224684941 | Double rocker HK07, for energy self-powered Blue-control Bluetooth wall switch module, colour: arctic white matt | 17.2549 | 25 | 1 | pc. | 5 | pc. | 121 | 85389099990 | Home Automation Energy | BlueControl
862032018 | 4008224685061 | Double rocker HK07, with arrow symbol for roller shutter control(up/down), for energy self-powered Blue-control Bluetooth wall switch module, colour: arctic white mat | 20.2745 | 25 | 1 | pc. | 5 | pc. | 121 | 85389099990 | Home Automation Energy | BlueControl
862034003 | 4008224684965 | Double rocker HK07, for energy self-powered Blue-control Bluetooth wall switch module, colour: grey matt | 17.2549 | 25 | 1 | pc. | 5 | pc. | 121 | 85389099990 | Home Automation Energy | BlueControl
862034010 | 4008224685085 | Double rocker HK07, with arrow symbol for roller shutter control(up/down), for energy self-powered Blue-control Bluetooth wall switch module, colour: grey mat | 20.2745 | 25 | 1 | pc. | 5 | pc. | 121 | 85389099990 | Home Automation Energy | BlueControl
862050003 | 4008224685023 | Double rocker HK07, for energy self-powered Blue-control Bluetooth wall switch module, colour: black matt | 17.2549 | 25 | 1 | pc. | 5 | pc. | 121 | 85389099990 | Home Automation Energy | BlueControl
862050010 | 4008224685146 | Double rocker HK07, with arrow symbol for roller shutter control(up/down), for energy self-powered Blue-control Bluetooth wall switch module, colour: black mat | 20.2745 | 25 | 1 | pc. | 5 | pc. | 121 | 85389099990 | Home Automation Energy | BlueControl
862101105 | 4008224668934 | HK07 - double rocker pad with transparent lens, suitable for the Hybrid-Smart-Switch, colour: pure white | 12.4753 | 25 | 1 | pc. | 5 | pc. | 121 | 85389099990 | Home Automation Energy | BlueControl
862101129 | 4008224668965 | HK07 - double rocker pad with red lens, suitable for the Hybrid-Smart-Switch, colour: pure white | 12.4753 | 25 | 1 | pc. | 5 | pc. | 121 | 85389099990 | Home Automation Energy | BlueControl
862115106 | 4008224668958 | HK07 - double rocker pad HK07 with transparent lens, suitable for the Hybrid-Smart-Switch, colour: anthracite | 18.6871 | 25 | 1 | pc. | 5 | pc. | 121 | 85389099990 | Home Automation Energy | BlueControl
862115120 | 4008224668989 | HK07 - double rocker pad with red lens, suitable for the Hybrid-Smart-Switch, colour: anthracite | 18.6871 | 25 | 1 | pc. | 5 | pc. | 121 | 85389099990 | Home Automation Energy | BlueControl
862120108 | 4008224668941 | HK07 - double rocker pad HK07 with transparent lens, suitable for the Hybrid-Smart-Switch, colour: steel | 18.6871 | 25 | 1 | pc. | 5 | pc. | 121 | 85389099990 | Home Automation Energy | BlueControl
862120122 | 4008224668972 | HK07 - double rocker pad with red lens, suitable for the Hybrid-Smart-Switch, colour: steel | 18.6871 | 25 | 1 | pc. | 5 | pc. | 121 | 85389099990 | Home Automation Energy | BlueControl
862500010 | 4008224675314 | Blue-control Bluetooth Universal Transmitter, 2-channel, for connection to or behind conventional push buttons, switches or detectors with potential-free output, 2.4GHz, protection class IP20, colour: blue | 134.3294 | 25 | 1 | pc. | 5 | pc. | 121 | 85365080900 | Home Automation Energy | BlueControl
862701017 | 4008224675413 | Blue-control door and window contact, for door and window opening status, built-in infrared optical sensor, battery operated, 2,4GHz, protection class IP20, colour: white | 94.3671 | 25 | 1 | pc. | 5 | pc. | 121 | 85365080900 | Home Automation Energy | BlueControl
863002018 | 4008224660334 | Blue-control Hybrid-Smart Switch: Switch 1-channel, 2-wire, with universal rocker mount for all common switch systems, Bluetooth-Mesh Technology, 230V~, 50Hz, max. 200W/VA, LED 7-100W, 2,4GHz, protection class IP20, colour: blue | 195.2047 | 25 | 1 | pc. | 5 | pc. | 121 | 85365080900 | Home Automation Energy | BlueControl
863003019 | 4008224660310 | Blue Control Hybrid-Smart Switch: Switch 1-channel, 3-wire, with universal rocker mount for all common switch systems, Bluetooth-Mesh Technology, 230V~, 50Hz, 2300W, 2,4GHz, protection class IP20, colour: blue | 157.5545 | 25 | 1 | pc. | 5 | pc. | 121 | 85365080900 | Home Automation Energy | BlueControl
863004027 | 4008224660341 | Blue Control Hybrid-Smart Switch: series switch 2-channel, 4-wire, with universal rocker mount for all common switch systems, Bluetooth Mesh-Technology, 230V, 50Hz, 2 x 1150W, protection class IP20, colour: blue | 165.4918 | 25 | 1 | pc. | 5 | pc. | 121 | 85365080900 | Home Automation Energy | BlueControl
863004034 | 4008224660358 | Blue-control Hybrid-Smart Switch: shutter/blinds control, 2-channel, 4-wire, with universal rocker mount for all common switch systems, Bluetooth Mesh-Technology, 230V~, 50Hz, 2x 1150W, 2,4GHz, protection class IP20, colour: blue | 165.4918 | 25 | 1 | pc. | 5 | pc. | 121 | 85365080900 | Home Automation Energy | BlueControl
863103012 | 4008224660327 | Blue-control Hybrid-Smart Switch: push button 1-channel, 3-wire, with universal rocker mount for all common switch systems, Bluetooth Mesh-Technology, 230V~, 50Hz, 2300W, 2,4GHz, protection class IP20, colour: blue | 165.371 | 25 | 1 | pc. | 5 | pc. | 121 | 85365080900 | Home Automation Energy | BlueControl
863202014 | 4008224660365 | Blue-control Hybrid-Smart Switch: universal dimmer 1-channel, 2-wire, for LED, with universal rocker mount for all common switch systems, Bluetooth Mesh-Technology, 230V~, 50Hz, max. 200W/VA, LED 7-100W, 2,4GHz, protection class IP20, colour: blue | 195.2047 | 25 | 1 | pc. | 5 | pc. | 121 | 85365080900 | Home Automation Energy | BlueControl
863503014 | 4008224684217 | Blue-control LED touch dimmer incl. surface rocker pure white, 1-channel, 3-wire, Bluetooth mesh technology, pure white, 230 V~, 50 Hz,2.4 GHz, IP20 | 219.7929 | 25 | 1 | pc. | 1 | pc. | 121 | 85365080900 | Home Automation Energy | BlueControl
864002019 | 4008224658430 | Blue-control switch actuator, 1-channel, 2-wire, with Bluetooth mesh-technology, 230V~, 50Hz, 7 to max. 200W/VA, LED 7-100 W, 2,4GHz, protection class IP20 | 165.0604 | 25 | 1 | pc. | 5 | pc. | 121 | 85365080900 | Home Automation Energy | BlueControl
864003010 | 4008224658447 | Blue-control switch actuator, 1-channel, 3-wire, with Bluetooth mesh-technology, 230V~, 50Hz, 3600W, 2,4GHz, protection class IP20 | 136.2965 | 25 | 1 | pc. | 5 | pc. | 121 | 85365080900 | Home Automation Energy | BlueControl
864004011 | 4008224658478 | Blue-control switch actuator for shutter and/or blind control, 2-channel, 4-wire, with Bluetooth mesh-technology, 230V~, 50Hz, 2x 1800W, 2.4GHz, protection class IP20 | 143.302 | 25 | 1 | pc. | 5 | pc. | 121 | 85365080900 | Home Automation Energy | BlueControl
864004028 | 4008224658461 | Blue-control series switch actuator, 2-channel, 4-wire, with Bluetooth mesh-technology, 230V~, 50Hz, 2x 1800W, 2,4GHz, protection class IP20 | 143.302 | 25 | 1 | pc. | 5 | pc. | 121 | 85365080900 | Home Automation Energy | BlueControl
864005012 | 4008224658454 | Blue-control switch actuator, 1-channel, 5-wire, with potential-free contact, with Bluetooth mesh-technology, 230V~, 50Hz, 3600W, 2.4GHz, protection class IP20 | 140.9208 | 25 | 1 | pc. | 5 | pc. | 121 | 85365080900 | Home Automation Energy | BlueControl
864105015 | 4008224665926 | Blue-control switch actuator, 1- channel, 5-wire, switch box for e-charging station, Bluetooth 5 Mesh-Technology, 230V~, 50Hz, 3600W, 2,4GHz, protection class IP20 | 187.5263 | 25 | 1 | pc. | 3 | pc. | 121 | 85365080900 | Home Automation Energy | BlueControl
864203016 | 4008224658485 | Blue-control universal dimming actuator, 1-channel, 2-wire, with Bluetooth mesh-technology, 230V~, 50Hz, 7 to max. 200W/VA, LED 4-100W, 2.4GHz, protection class IP20 | 165.0604 | 25 | 1 | pc. | 5 | pc. | 121 | 85365080900 | Home Automation Energy | BlueControl
864402011 | 4008224658492 | Blue-control adapter plug/adapter with earthing contact socket and shutter, ON/OFF function, manual operation possible, Bluetooth-Mesh Technology, 230V~, 50Hz, 3600W, 2.4GHz, protection class IP20 | 164.7671 | 25 | 1 | pc. | 4 | pc. | 121 | 85365080900 | Home Automation Energy | BlueControl
865001019 | 4008224665919 | Blue-control Bluetooth LED-Strip Controller, RGB, W/R/G/B (Single), 4-channel, input: screw terminals + socket for 12-24V, output: screws max. 15A (up to 6A per channel), max. 360W (up to 72W - 144W per channel) | 195.0149 | 25 | 1 | pc. | 5 | pc. | 121 | 85365080900 | Home Automation Energy | BlueControl
867001011 | 4008224669733 | Blue-control energy self-sufficient Bluetooth wall switch module with mounting frame, for transmitting switching, dimming and shutter commands to switch actuators, 2,4GHz, protection class IP20 | 146.9773 | 25 | 1 | pc. | 5 | pc. | 121 | 85389099990 | Home Automation Energy | BlueControl
867102015 | 4008224669757 | Blue-control energy self-sufficient Bluetooth multifunction sensor, for measuring temperature, humidity, lighting or acceleration/orientation, with door and window contact, 2,4GHz, protection class IP20, colour: white | 244.3984 | 25 | 1 | pc. | 5 | pc. | 121 | 85269200900 | Home Automation Energy | BlueControl
867202018 | 4008224669764 | Blue-control energy self-sufficient Bluetooth motion detector, with passive infrared sensor for motion and light intensity detection, 2,4GHz, protection class IP20, colour: white | 256.0627 | 25 | 1 | pc. | 5 | pc. | 121 | 85389099990 | Home Automation Energy | BlueControl
867401013 | 4008224669771 | Blue-control energy self-sufficient Bluetooth hotel card switch, with universal card recognition, 2,4GHz, protection class IP20, colour: white | 166.4408 | 25 | 1 | pc. | 5 | pc. | 121 | 85389099990 | Home Automation Energy | BlueControl
828000006 | 4008224666213 | Presence detector PM360-DE-12-DALI-1-ws, DALI-2, broadcast, infrared detection, detection angle 360°, ceiling mounting, detection range up to 12 m, protection class IP20, 230 VAC, 50 Hz, 1 channel for dimming and switching light, DALI output max. 250mA, 180mA guaranteed, lag time 1 - 60 minutes, orientation light duration 1 - 60 minutes as well as off or infinite, orientation light brightness 1 - 60%, response brightness 10 - 2000 Lux, inclination angle of light sensor adjustable approx. +/-15°, also set via app (iOS, Android). Colour: white | 240.24 | 25 | 1 | pc. | 1 | pc. | 122 | 85365080900 | motion and presence detector | presence detector
828001007 | 4008224666220 | Presence detector PM360-AP-12-DALI-1-ws, DALI-2, broadcast, infrared detection, detection angle 360°, surface mounting, detection range up to 12 m, protection class IP20, 230 VAC, 50 Hz, 1 channel for dimming and switching light, DALI output max. 250mA, 180mA guaranteed, lag time 1 - 60 minutes, orientation light duration 1 - 60 minutes as well as off or infinite, orientation light brightness 1 - 60%, response brightness 10 - 2000 Lux, inclination angle of light sensor adjustable approx. +/-15°, also set via app (iOS, Android). colour: white | 254.6259 | 25 | 1 | pc. | 1 | pc. | 122 | 85365080900 | motion and presence detector | presence detector
828002008 | 4008224666237 | Presence detector PM360-DE-30-DALI-1-ws, DALI-2, broadcast, infrared detection, detection angle 360°, ceiling mounting, detection range up to 30 m, protection class IP20, 230 VAC, 50 Hz, 1 channel for dimming and switching light, DALI output max. 250mA, 180mA guaranteed, lag time 1 - 60 minutes, orientation light duration 1 - 60 minutes as well as off or infinite, orientation light brightness 1 - 60%, response brightness 10 - 2000 Lux, inclination angle of light sensor adjustable approx. +/-15°, also set via app (iOS, Android). Colour: white | 315.0494 | 25 | 1 | pc. | 1 | pc. | 122 | 85365080900 | motion and presence detector | presence detector
828003009 | 4008224666244 | Presence detector PM360-AP-30-DALI-1-ws, DALI-2, broadcast, infrared detection, detection angle 360°, surface mounting, detection range up to 30m, 230VAC, 50 Hz, 1 channel for dimming and switching light, DALI output max. 250mA, 180mA guaranteed, lag time 1-60 minutes, orientation light duration 1-60 minutes as well as off or infinite, orientation light brightness 1-60%, response brightness 10-2000Lux, inclination angle of light sensor adjustable approx. +/-15°, also set via app (iOS, Android), protection class IP20, colour: white | 329.4353 | 25 | 1 | pc. | 1 | pc. | 122 | 85365080900 | motion and presence detector | presence detector
291500043 | 4008224523714 | RC-element for INFRAcontrol: in case of inductive loads (e.g. fluorescent lamps) install parallel to the load | 22.7181 | 25 | 1 | pc. | 10 | pc. | 123 | 85322500000 | motion and presence detector | motion and presence detector accessory
806605027 | 4008224638876 | Infrared remote control for easy and reliable settings of master presence detectors PM8278 and PM8279. Battery: 3VDC CR2032. IR range: 10m. | 102.8838 | 25 | 1 | pc. | 1 | pc. | 123 | 85389099990 | motion and presence detector | motion and presence detector accessory
822101028 | 4008224612449 | INFRAcontrol R 360°, motion detector, 3-wire, ohmic/inductive load 2,000 W, flush-mounting ceiling | 136.2748 | 25 | 1 | pc. | 1 | pc. | 123 | 85365080900 | motion and presence detector | presence detector
822101035 | 4008224612456 | INFRAcontrol R 360°, presence detector, 3-wire, ohmic/inductive load 2,000 W, surface-mounting ceiling | 124.5854 | 25 | 1 | pc. | 1 | pc. | 123 | 85365080900 | motion and presence detector | presence detector
827800009 | 4008224642910 | INFRAcontrol R 360°, presence detector, ceiling installation, 12m detecting range, acoustic | 209.7487 | 25 | 1 | pc. | 1 | pc. | 123 | 85365080900 | motion and presence detector | presence detector
827801000 | 4008224642927 | INFRAcontrol R 360°, presence detector, surface mounting, 12m detecting range, acoustic | 225.5887 | 25 | 1 | pc. | 1 | pc. | 123 | 85365080900 | motion and presence detector | presence detector
827802001 | 4008224642934 | INFRAcontrol R 360°, presence detector, ceiling installation, 12m detection range, Master | 205.7845 | 25 | 1 | pc. | 1 | pc. | 123 | 85365080900 | motion and presence detector | presence detector
827803002 | 4008224642941 | INFRAcontrol R 360°, presence detector, surface mounting, 12m detection range, Master | 221.6414 | 25 | 1 | pc. | 1 | pc. | 123 | 85365080900 | motion and presence detector | presence detector
827804003 | 4008224642958 | INFRAcontrol R 360°, presence detector, ceiling installation, 12m detection range, Slave | 193.9087 | 25 | 1 | pc. | 1 | pc. | 123 | 85366990990 | motion and presence detector | presence detector
827805004 | 4008224642965 | INFRAcontrol R 360°, presence detector, surface mounting, 12m detection range, Slave | 207.7835 | 25 | 1 | pc. | 1 | pc. | 123 | 85366990990 | motion and presence detector | presence detector
827806005 | 4008224643023 | INFRAcontrol R 360°, presence detector, ceiling installation, 30m detection range, Master | 304.7379 | 25 | 1 | pc. | 1 | pc. | 123 | 85365080900 | motion and presence detector | presence detector
827807006 | 4008224643030 | INFRAcontrol R 360°, presence detector, surface mounting, 30m detection range, Master | 320.5779 | 25 | 1 | pc. | 1 | pc. | 123 | 85365080900 | motion and presence detector | presence detector
827808007 | 4008224643047 | INFRAcontrol R 360°, presence detector, ceiling installation, 30m detection range, Slave | 231.5181 | 25 | 1 | pc. | 1 | pc. | 123 | 85366990990 | motion and presence detector | presence detector
827809008 | 4008224643054 | INFRAcontrol R 360°, presence detector, surface mounting, 30m detection range, Slave | 247.3581 | 25 | 1 | pc. | 1 | pc. | 123 | 85365080900 | motion and presence detector | presence detector
827900002 | 4008224655910 | INFRAcontrol presence detector, 360° detection angle, ceiling mounting, detection range up to 12 m, Protection class IP20, Infrared and acoustic detection, microphone setting approx. 74 - approx. 61 dB, off, 2 channels to switch light and HVAC, | 221.5567 | 25 | 1 | pc. | 1 | pc. | 123 | 85365080900 | motion and presence detector | presence detector
827901003 | 4008224655927 | INFRAcontrol presence detector, 360° detection angle, surface mounted, detection range up to 12 m, Protection class IP20, Infrared and acoustic detection, microphone setting approx. 74 - approx. 61 dB, off, 2 channels to switch light and HVAC, | 236.8546 | 25 | 1 | pc. | 1 | pc. | 123 | 85365080900 | motion and presence detector | presence detector
827902004 | 4008224655934 | INFRAcontrol presence detector, 360° detection angle, ceiling mounting, detection range up to 12 m, Protection class IP20, Infrared detection, 2 channels to switch light and HVAC, white, 230 VAC, 50 Hz, Channel 1 (light): Incandescent lamps: 2,000 W | 217.7449 | 25 | 1 | pc. | 1 | pc. | 123 | 85365080900 | motion and presence detector | presence detector
827903005 | 4008224655941 | INFRAcontrol presence detector, 360° detection angle, surface mounted, detection range up to 12 m, Protection class IP20, Infrared detection, 2 channels to switch light and HVAC, white, 230 VAC, 50 Hz, Channel 1 (light): Incandescent lamps: 2,000 W | 233.0089 | 25 | 1 | pc. | 1 | pc. | 123 | 85365080900 | motion and presence detector | presence detector
827904006 | 4008224655958 | INFRAcontrol presence detector, 360° detection angle, ceiling mounting, detection range up to 30 m, Protection class IP20, Infrared detection, 2 channels to switch light and HVAC, white, 230 VAC, 50 Hz, Channel 1 (light): Incandescent lamps: 2,000 W | 313.2593 | 25 | 1 | pc. | 1 | pc. | 123 | 85365080900 | motion and presence detector | presence detector
827905007 | 4008224655965 | INFRAcontrol presence detector, 360° detection angle, surface mounted, detection range up to 30 m, Protection class IP20, Infrared detection, 2 channels to switch light and HVAC, white, 230 VAC, 50 Hz, Channel 1 (light): Incandescent lamps: 2,000 W | 328.5233 | 25 | 1 | pc. | 1 | pc. | 123 | 85365080900 | motion and presence detector | presence detector
821902015 | 4008224605915 | INFRAcontrol R 180°, IR-motion sensor, 3-wire, ohmic/inductive load 1000W | 20.229 | 25 | 1 | pc. | 1 | pc. | 124 | 85365080900 | motion and presence detector | motion detector surface installation
821915015 | 4008224605939 | INFRAcontrol R 180°, IR-motion sensor, 3-wire, ohmic/inductive load 1000W | 20.229 | 25 | 1 | pc. | 1 | pc. | 124 | 85365080900 | motion and presence detector | motion detector surface installation
822012016 | 4008224632553 | INFRAcontrol R 270°, IR motion switch, 3-wire device | 165.0949 | 25 | 1 | pc. | 1 | pc. | 124 | 85365080900 | motion and presence detector | motion detector surface installation
823712018 | 4008224632539 | INFRAcontrol R 110°, IR motion switch, 3-wire device | 132.81 | 25 | 1 | pc. | 1 | pc. | 124 | 85365080900 | motion and presence detector | motion detector surface installation
823802014 | 4008224590440 | INFRAcontrol R 180°, IR-motion sensor, 3-wire, ohmic/inductive load 1000W | 78.3711 | 25 | 1 | pc. | 1 | pc. | 124 | 85365080900 | motion and presence detector | motion detector surface installation
823805017 | 4008224590457 | INFRAcontrol R 180°, IR-motion sensor, 3-wire, ohmic/inductive load 1000W | 78.3711 | 25 | 1 | pc. | 1 | pc. | 124 | 85365080900 | motion and presence detector | motion detector surface installation
823812011 | 4008224632546 | INFRAcontrol R 180°, IR motion switch, 3-wire device | 147.9981 | 25 | 1 | pc. | 1 | pc. | 124 | 85365080900 | motion and presence detector | motion detector surface installation
823815014 | 4008224605953 | INFRAcontrol R 180°, IR-motion sensor, 3-wire, ohmic/inductive load 1000W | 24.2096 | 25 | 1 | pc. | 1 | pc. | 124 | 85365080900 | motion and presence detector | motion detector surface installation
823817016 | 4008224605946 | INFRAcontrol R 180°, IR-motion sensor, 3-wire, ohmic/inductive load 1000W | 24.2096 | 25 | 1 | pc. | 1 | pc. | 124 | 85365080900 | motion and presence detector | motion detector surface installation
824602019 | 4008224629751 | INFRAcontrol R 240°, INFRAcontrol motion switch, 3-wire devices | 201.4745 | 25 | 1 | pc. | 1 | pc. | 124 | 85365080900 | motion and presence detector | motion detector surface installation
824605012 | 4008224610445 | INFRAcontrol R 140°, IR-motion sensor, 3-wire, ohmic/inductive load 2,000 W, LED 200 W | 161.979 | 25 | 1 | pc. | 1 | pc. | 124 | 85365080900 | motion and presence detector | motion detector surface installation
824615019 | 4008224629768 | INFRAcontrol R 240°, INFRAcontrol motion switch, 3-wire devices | 201.4745 | 25 | 1 | pc. | 1 | pc. | 124 | 85365080900 | motion and presence detector | motion detector surface installation
824617011 | 4008224610438 | INFRAcontrol R 140°, IR-motion sensor, 3-wire, ohmic/inductive load 2,000 W, LED 200 W | 161.979 | 25 | 1 | pc. | 1 | pc. | 124 | 85365080900 | motion and presence detector | motion detector surface installation
824701011 | 4008224620437 | INFRAcontrol R 360°, infrared motion switch | 58.6968 | 25 | 1 | pc. | 1 | pc. | 124 | 85365080900 | motion and presence detector | motion detector flush mounting
939619111 | 4008224666558 | VersaPAD, power station with sliding lids, 1 safety socket, 1x USB-A and 1x USB-C connection, max. 10.5W, with 2m connection cable, colour: steel | 451.6298 | 25 | 1 | pc. | 8 | pc. | 130 | 85444290900 | furniture installation | ASA
939626115 | 4008224666503 | VersaFRAME 2.0, built-in socket strip, with 3 protective contact sockets, 1x USB-A and 1x USB-C connection, max. 10.5W., with 20cm+GST, colour: aluminium | 398.4675 | 25 | 1 | pc. | 4 | pc. | 130 | 85366990990 | furniture installation | ASA
939650017 | 4008224634113 | VersaCHARGER for inductive charging of smartphones, design: Ring chrome - surface black, incl. Power plug and 2 meter connection cable (USB A to USB B Micro), 80mm bore, 5V input (DC) 2A, 5V DC output, total output 5 Watt, IP20 | 193.2549 | 25 | 1 | pc. | 1 | pc. | 130 | 85044060900 | furniture installation | ASA
939651018 | 4008224634120 | VersaCHARGER for inductive charging of smartphones, design: ring black - surface black, incl. Mains plug and 2 meter connection cable (USB A to USB B Micro), hole 80mm, input 5V (DC) 2A, output 5V (DC) 1A, total output 5 Watt, IP20 | 184.9553 | 25 | 1 | pc. | 1 | pc. | 130 | 85044060900 | furniture installation | ASA
939652019 | 4008224634137 | VersaCHARGER for inductive charging of smartphones, design: ring white - surface white, incl. Power plug and 2 meter connection cable (USB A to USB B Micro), hole 80mm, input 5V (DC) 2A, output 5V (DC) 1A, total output 5 Watt, IP20 | 184.9553 | 25 | 1 | pc. | 1 | pc. | 130 | 85044060900 | furniture installation | ASA
939680018 | 4008224634410 | ExitFly 30cm, aluminium, damper mechanism without cable duct | 214.9961 | 25 | 1 | pc. | 1 | pc. | 130 | 94039910900 | furniture installation | ASA
939681019 | 4008224634427 | ExitFly 30 cm, chrome, Damper mechanism without cable duct | 254.2682 | 25 | 1 | pc. | 1 | pc. | 130 | 94039090900 | furniture installation | ASA
939682010 | 4008224634434 | ExitFly 30 cm, untreated, for own painting / coating, flap mechanism without cable channel | 180.2965 | 25 | 1 | pc. | 1 | pc. | 130 | 94039090900 | furniture installation | ASA
939685013 | 4008224634441 | ExitFly 60cm, aluminium, flap mechanism without cable duct | 443.8133 | 25 | 1 | pc. | 1 | pc. | 130 | 94039910900 | furniture installation | ASA
939686014 | 4008224634458 | ExitFly 60 cm, chrome, flap mechanism without cable channel | 492.3859 | 25 | 1 | pc. | 1 | pc. | 130 | 94039090900 | furniture installation | ASA
939687015 | 4008224634465 | ExitFly 60 cm, untreated for own painting / coating, flap mechanism without cable channel | 404.5412 | 25 | 1 | pc. | 1 | pc. | 130 | 94039090900 | furniture installation | ASA
939690015 | 4008224634472 | ExitFly, end piece, colour: aluminium | 39.2894 | 25 | 1 | pc. | 20 | pc. | 130 | 76169990990 | furniture installation | ASA
939691016 | 4008224634489 | ExitFly, end piece, colour: chrome | 39.2894 | 25 | 1 | pc. | 20 | pc. | 130 | 76169990990 | furniture installation | ASA
939692017 | 4008224634496 | ExitFly, end piece, untreated | 25.4337 | 25 | 1 | pc. | 20 | pc. | 130 | 76169990990 | furniture installation | ASA
939694019 | 4008224634540 | ExitFly, flap mechanism, colour: black | 50.8502 | 25 | 1 | pc. | 50 | pc. | 130 | 94039910900 | furniture installation | ASA
939697012 | 4008224634519 | ExitFly, side rail: 310mm, colour: aluminium | 83.2031 | 25 | 1 | pc. | 11 | pc. | 130 | 76042990900 | furniture installation | ASA
939698013 | 4008224634526 | ExitFly, side rail: 310mm, colour: chrome | 136.3827 | 25 | 1 | pc. | 11 | pc. | 130 | 76042990900 | furniture installation | ASA
939699014 | 4008224634533 | ExitFly, side rail: 310mm, untreated | 60.1161 | 25 | 1 | pc. | 11 | pc. | 130 | 76042990900 | furniture installation | ASA
939740116 | 4008224666398 | VersaPICK (metal), USB installation set with 1x USB-A and 1x USB-C connection, with approx. 2 m USB-A connection cable and power adapter (max. 18W), design: round, colour: stainless steel | 159.3835 | 25 | 1 | pc. | 4 | pc. | 130 | 85444290900 | furniture installation | ASA
939741117 | 4008224666404 | VersaPICK (metal), USB installation set with 1x USB-A and 1x USB-C connection, with approx. 2 m USB-A connection cable and power adapter (max. 18W), design: round, colour: matte white (RAL9010) | 159.3835 | 25 | 1 | pc. | 4 | pc. | 130 | 85444290900 | furniture installation | ASA
226020017 | 4008224565721 | POWERversal 3-way, with switch, with shutter, cable 1.4m | 63.4667 | 25 | 1 | pc. | 1 | pc. | 131 | 85444290900 | power strips | POWERversal
226120010 | 4008224565738 | POWERversal 4-way, cable 1.4m, colour: black-silver | 63.4667 | 25 | 1 | pc. | 1 | pc. | 131 | 85444290900 | power strips | POWERversal
226220013 | 4008224565745 | POWERversal 3-way, sidewise connecting for GST18i plug-in-system, In-/out (Wieland system), with shutter, max. 3600W | 78.2902 | 25 | 1 | pc. | 1 | pc. | 131 | 85444290900 | power strips | POWERversal
226320016 | 4008224565752 | POWERversal 4-way, sidewise connecting for GST18i plug-in-system, In (Wieland system), with shutter, max. 3600W | 78.2902 | 25 | 1 | pc. | 1 | pc. | 131 | 85444290900 | power strips | POWERversal
226401047 | 4008224634557 | Connection Cable protective contact, compatible with GST18 plug system, 1m, colour: black | 32.549 | 25 | 1 | pc. | 1 | pc. | 131 | 85444290900 | power strips | POWERversal
226402048 | 4008224634564 | Connection Cable protective contact, compatible with GST18 plug system, 2m, colour: black | 40.2824 | 25 | 1 | pc. | 1 | pc. | 131 | 85444290900 | power strips | POWERversal
226403049 | 4008224634571 | Connection Cable protective contact, compatible with GST18 plug system, 3m, colour: black | 46.7765 | 25 | 1 | pc. | 1 | pc. | 131 | 85444290900 | power strips | POWERversal
226404040 | 4008224634588 | Connection Cable protective contact, compatible with GST18 plug system, 4m, colour: black | 53.8824 | 25 | 1 | pc. | 1 | pc. | 131 | 85444290900 | power strips | POWERversal
226405041 | 4008224634595 | Connection Cable protective contact, compatible with GST18 plug system, 5m, colour: black | 61.0353 | 25 | 1 | pc. | 1 | pc. | 131 | 85444290900 | power strips | POWERversal
226406042 | 4008224634601 | Connection Cable protective contact, compatible with GST18 plug system, 6m, colour: black | 68.1098 | 25 | 1 | pc. | 1 | pc. | 131 | 85444290900 | power strips | POWERversal
226408044 | 4008224634618 | Connection Cable protective contact, compatible with GST18 plug system, 8m, colour: black | 111.0588 | 25 | 1 | pc. | 1 | pc. | 131 | 85444290900 | power strips | POWERversal
226410043 | 4008224634625 | Connection Cable protective contact, compatible with GST18 plug system, 8m, colour: black | 118.1961 | 25 | 1 | pc. | 1 | pc. | 131 | 85444290900 | power strips | POWERversal
226420099 | 4008224565769 | Connection Cable protective contact, compatible with GST18 plug system, 1,4m, colour: black | 35.4824 | 25 | 1 | pc. | 1 | pc. | 131 | 85444290900 | power strips | POWERversal
226501040 | 4008224634632 | Connecting cable mutual, compatible with GST18, 1m, colour: black | 30.4471 | 25 | 1 | pc. | 1 | pc. | 131 | 85444290900 | power strips | POWERversal
226503042 | 4008224634649 | Connecting cable mutual, compatible with GST18, 3m, colour: black | 44.6745 | 25 | 1 | pc. | 1 | pc. | 131 | 85444290900 | power strips | POWERversal
226504043 | 4008224634656 | Connecting cable mutual, compatible with GST18, 4m, colour: black | 51.7647 | 25 | 1 | pc. | 1 | pc. | 131 | 85444290900 | power strips | POWERversal
226505044 | 4008224634663 | Connecting cable mutual, compatible with GST18, 5m, colour: black | 58.8863 | 25 | 1 | pc. | 1 | pc. | 131 | 85444290900 | power strips | POWERversal
226506045 | 4008224634670 | Connecting cable mutual, compatible with GST18, 6m, colour: black | 66.0235 | 25 | 1 | pc. | 1 | pc. | 131 | 85444290900 | power strips | POWERversal
226508047 | 4008224634687 | Connecting cable mutual, compatible with GST18, 8m, colour: black | 80.2353 | 25 | 1 | pc. | 1 | pc. | 131 | 85444290900 | power strips | POWERversal
226520092 | 4008224565776 | Connecting cable mutual, compatible with GST18, 2m, colour: black | 41.7098 | 25 | 1 | pc. | 1 | pc. | 131 | 85444290900 | power strips | POWERversal
226620015 | 4008224565783 | POWERversal 5-way, with switch, with shutter, cable 1.4m | 84.6275 | 25 | 1 | pc. | 1 | pc. | 131 | 85444290900 | power strips | POWERversal
226720018 | 4008224565790 | POWERversal 6-way, with shutter, cable 1.4m | 84.6275 | 25 | 1 | pc. | 1 | pc. | 131 | 85444290900 | power strips | POWERversal
226820011 | 4008224565806 | POWERversal 7-way, with switch, with shutter, cable 1.4m | 95.2157 | 25 | 1 | pc. | 1 | pc. | 131 | 85444290900 | power strips | POWERversal
226920014 | 4008224565813 | POWERversal 8-way, with switch, with shutter, cable 1.4m | 95.2157 | 25 | 1 | pc. | 1 | pc. | 131 | 85444290900 | power strips | POWERversal
227020018 | 4008224565820 | POWERversal 9-way, with switch, with shutter, cable 1.4m | 110.0235 | 25 | 1 | pc. | 1 | pc. | 131 | 85444290900 | power strips | POWERversal
227120011 | 4008224565837 | POWERversal 10-way, with shutter, cable 1.4m | 110.0235 | 25 | 1 | pc. | 1 | pc. | 131 | 85444290900 | power strips | POWERversal
227220014 | 4008224565844 | POWERversal 2+3-way, group switching with two illuminated switches (2-pole), with shutter, cable 1.4m | 95.2157 | 25 | 1 | pc. | 1 | pc. | 131 | 85444290900 | power strips | POWERversal
227320017 | 4008224565851 | POWERversal 5-way, with hinged lid and illuminated switch (2-pole), with shutter, cable 1.4m | 105.7882 | 25 | 1 | pc. | 1 | pc. | 131 | 85444290900 | power strips | POWERversal
227420010 | 4008224565868 | POWERversal 3x3-way, with IEC320-C13 sockets, and illuminated switch (2-pole), cable 1.4m | 87.3882 | 25 | 1 | pc. | 1 | pc. | 131 | 85444290900 | power strips | POWERversal
227520013 | 4008224565875 | POWERversal 2+2x3-way, with 2 earthed sockets with shutter and 2x3 IEC-320C13-sockets, group switch ng with two illuminated switches, cable 1.4m | 87.3882 | 25 | 1 | pc. | 1 | pc. | 131 | 85444290900 | power strips | POWERversal
227620016 | 4008224565882 | POWERversal 7-way, with master-slave with safetronic®, 1x master and 2 slave sockets, with two illuminated switches, with shutter, cable 1.4m | 157.302 | 25 | 1 | pc. | 1 | pc. | 131 | 85363010900 | power strips | POWERversal
227720019 | 4008224565899 | POWERversal 5-way, with surge protection, with switch, with shutter, cable 1.4m | 113.6 | 25 | 1 | pc. | 1 | pc. | 131 | 85363010900 | power strips | POWERversal
227820012 | 4008224565905 | POWERversal 5-way master-slave function with overvoltage filter safetronic®, max. 3600W, 1.4m cable | 148.5647 | 25 | 1 | pc. | 1 | pc. | 131 | 85363010900 | power strips | POWERversal
228120012 | 4008224565936 | POWERversal 4-way, with integrated RCB (B, 16A/30mA), with shutter, cable 1.4m | 208.0627 | 25 | 1 | pc. | 1 | pc. | 131 | 85363010900 | power strips | POWERversal
229420012 | 4008224646727 | POWERversal 6-fold, cascadable with GST18 system, increased contact protection, 90° turned pots, screwable | 102.2118 | 25 | 1 | pc. | 1 | pc. | 131 | 85366990990 | power strips | POWERversal
229520015 | 4008224646734 | POWERversal 5-way with switch, cascadable with GST18 system, increased contact protection, 90° turned pots, screwable | 102.2118 | 25 | 1 | pc. | 1 | pc. | 131 | 85444290900 | power strips | POWERversal
930105013 | 4008224505420 | PROFIversal PA, 6-way, with 3 separate current circuits, with 45° turned sockets, 44,45mm distance between sockets, universally mountable, reconnectable, cable H05VV-F5G1,5mm², 2m, with CEE-plug 5-pole 16A, 16A,250V~, length 482,6mm, VDE, CEE7/III, black | 177.0353 | 25 | 1 | pc. | 1 | pc. | 131 | 85444290900 | power strips | PROFIversal
930105037 | 4008224513456 | PROFIversal, 19", 3 circuits, 5-pole, CEE-plug, 16A | 124.1569 | 25 | 1 | pc. | 1 | pc. | 131 | 85444290900 | power strips | PROFIversal
930504014 | 4008224459037 | PROFIversal 5-way, earthing system, with overvoltage filter, 19", 2m cable | 194.8706 | 25 | 1 | pc. | 1 | pc. | 131 | 85363010900 | power strips | PROFIversal
930704010 | 4008224459020 | PROFIversal 7-way, earthing system, with illuminated 2-pole switch, 19", 2m cable | 92.9725 | 25 | 1 | pc. | 1 | pc. | 131 | 85444290900 | power strips | PROFIversal
930705011 | 4008224510318 | PROFIversal PA 7-way, earthing system, with illuminated switch 2-pole, 19", 2m cable | 98.3686 | 25 | 1 | pc. | 1 | pc. | 131 | 85444290900 | power strips | PROFIversal
930705028 | 4008224510325 | PROFIversal PA 7-way, earthing system, with illuminated switch 2-pole on back, 19", 2m cable | 107.2784 | 25 | 1 | pc. | 1 | pc. | 131 | 85444290900 | power strips | PROFIversal
930804013 | 4008224459013 | PROFIversal 8-way, earthing system, 19", 2m cable | 84.0157 | 25 | 1 | pc. | 1 | pc. | 131 | 85444290900 | power strips | PROFIversal
930805014 | 4008224510301 | PROFIversal PA 8-way, power strip with earthing-system, 19", 2m cable | 87.5765 | 25 | 1 | pc. | 1 | pc. | 131 | 85444290900 | power strips | PROFIversal
930904016 | 4008224459099 | PROFIversal 5-way, earthing system, with overvoltage filter, 2m cable, length: 671,4mm | 212.8 | 25 | 1 | pc. | 1 | pc. | 131 | 85363010900 | power strips | PROFIversal
931099159 | 9008229310031 | PROFIversal 5-way with energy consumption meter and MCB, 2m cable | 316.3922 | 25 | 1 | pc. | 1 | pc. | 131 | 85444290900 | power strips | PROFIversal
931099190 | 9008229310062 | PROFIversal 8-way MSK with red pots | 109.0824 | 25 | 1 | pc. | 1 | pc. | 131 | 85444290900 | power strips | PROFIversal
931204016 | 4008224459082 | PROFIversal 12-way, earthing system, 2m cable, length: 671,4mm | 160.8784 | 25 | 1 | pc. | 1 | pc. | 131 | 85366990990 | power strips | PROFIversal
931305010 | 4008224510349 | PROFIversal PA 6+6-way, earthing system, with illuminated switch 2-pole sockets on front and back, 19", 2m cable | 212.8 | 25 | 1 | pc. | 1 | pc. | 131 | 85444290900 | power strips | PROFIversal
931504015 | 4008224459044 | PROFIversal 5-way, earthing system, with MCB (B, 16A, 2-pole), 19", 2m cable | 160.8784 | 25 | 1 | pc. | 1 | pc. | 131 | 85363010900 | power strips | PROFIversal
931615016 | 4008224510356 | PROFIversal PA 6-way, earthing system, with 3x illuminated switch 2-pole, sockets on front and back,19", 2m cable | 266.4314 | 25 | 1 | pc. | 1 | pc. | 131 | 85444290900 | power strips | PROFIversal
931704011 | 4008224459068 | PROFIversal 7-way, USV multiple socket, fuse 10A, 19", 2m cable | 107.2784 | 25 | 1 | pc. | 1 | pc. | 131 | 85366990990 | power strips | PROFIversal
931804014 | 4008224461535 | PROFIversal 8-way, central earthing system to Belgian/French, 19", 2m cable | 84.0157 | 25 | 1 | pc. | 1 | pc. | 131 | 85444290900 | power strips | PROFIversal
931904017 | 4008224461610 | PROFIversal UPS overvolt.filt 9-w | 300.9882 | 25 | 1 | pc. | 1 | pc. | 131 | 85363010900 | power strips | PROFIversal
932099480 |  | PROFIversal 9-way, IEC connector C13, 2m cable, mounting bracket | 119.451 | 25 | 1 | pc. | 1 | pc. | 131 | 85444290900 | power strips | PROFIversal
932204017 | 4008224461603 | PROFIversal 12-way, central earthing system to Belgian/French, 2m cable, length: 671,4mm | 160.8784 | 25 | 1 | pc. | 1 | pc. | 131 | 85444290900 | power strips | PROFIversal
932704012 | 4008224461542 | PROFIversal 7-way, central earthing system to Belgian/French, with illuminated 2-pole switch, 19", 2m cable | 92.9725 | 25 | 1 | pc. | 1 | pc. | 131 | 85444290900 | power strips | PROFIversal
933504017 | 4008224459105 | PROFIversal 5+5-way, power strip with two separate power circuits, 2x cable of 2,5m, length: 671,4 mm | 178.7922 | 25 | 1 | pc. | 1 | pc. | 131 | 85444290900 | power strips | PROFIversal
933704013 | 4008224461580 | PROFIversal 7-way, USV multiple socket, earthing system, fuse 10A, 19", 2m cable | 107.2784 | 25 | 1 | pc. | 1 | pc. | 131 | 85444290900 | power strips | PROFIversal
933804016 | 4008224575515 | PROFIversal 3-way | 74.3843 | 25 | 1 | pc. | 1 | pc. | 131 | 85444290900 | power strips | PROFIversal
933904019 | 4008224575522 | PROFIversal 4-way | 76.1098 | 25 | 1 | pc. | 1 | pc. | 131 | 85444290900 | power strips | PROFIversal
934504018 | 4008224461559 | PROFIversal 5-way, central earthing system to Belgian/French, with overvoltage filter, 19", 2m cable | 194.8706 | 25 | 1 | pc. | 1 | pc. | 131 | 85363010900 | power strips | PROFIversal
935504019 | 4008224461566 | PROFIversal 5-way, earthing system, with MCB (B 16A, 2-pole), 19", 2m cable | 160.8784 | 25 | 1 | pc. | 1 | pc. | 131 | 85363010900 | power strips | PROFIversal
937504011 | 4008224461627 | PROFIversal with 2 separate power circuits, central earthing socket outlet | 178.7922 | 25 | 1 | pc. | 1 | pc. | 131 | 85366990990 | power strips | PROFIversal
938504012 | 4008224461528 | PROFIversal 5-way, earthing system, with RCB (B, 16A, 10 mA, 2-pole), 19", 2m cable | 266.4314 | 25 | 1 | pc. | 1 | pc. | 131 | 85363010900 | power strips | PROFIversal
939504013 | 4008224461634 | PROFIversal 5-way, with integrated RCB (B16A/10mA, 2-pole), for additional personal protection, with 45° turned sockets, 44,45mm distance between sockets, universally mountable, reconnectable, cableH05VV-F3G1,5mm², 2m, 16A, 250V~, length 482,6mm, UTE, CEE7/V, aluminium | 266.4314 | 25 | 1 | pc. | 1 | pc. | 131 | 85363010900 | power strips | PROFIversal
120101001 | 4008220011802 | 2-way multiple socket outlet, reconnect able, without cable | 10.8824 | 25 | 1 | pc. | 5 | pc. | 132 | 85366990990 | power strips | power strips without lead
120105005 | 4008224677615 | Multiple socket outlet without cable, 2-fold, reconnectable, 16A, 230V~, colour: black | 10.8824 | 25 | 1 | pc. | 10 | pc. | 132 | 85366990990 | power strips | power strips without lead
120301007 | 4008220012717 | 3-way multiple socket outlet, reconnect able, without cable | 20.5782 | 25 | 1 | pc. | 5 | pc. | 132 | 85366990990 | power strips | power strips without lead
120305001 | 4008224523868 | Multiple socket outlet without cable, 3-fold, reconnectable, 16A, 250V~, black | 20.5782 | 25 | 1 | pc. | 5 | pc. | 132 | 85366990990 | power strips | power strips without lead
120502004 | 4008224383066 | Multiple socket outlet 4+4-way, for four euro-plugs and four grounding- type plugs, with 45° turned sockets, with shutter, cable H05VV- F3G1,5mm², 1,4m, 16A 250V~, arctic-white | 16.4518 | 25 | 1 | pc. | 10 | pc. | 132 | 85444290900 | power strips | power strips standard
120613005 | 4008224569279 | Multiple socket outlet 6-way, with 45° turned sockets, with shutter, cable H05VV-F3Gx1,5mm², 1,4m, 16A, 250V~, arctic-white | 15.6941 | 25 | 1 | pc. | 10 | pc. | 132 | 85444290900 | power strips | power strips standard
120615007 | 4008224569286 | Multiple socket outlet 6-way, with 45° turned sockets, with shutter, cable H05VV-F3G1,5mm², 1,4m, 16A, 250V~, black | 15.4506 | 25 | 1 | pc. | 10 | pc. | 132 | 85444290900 | power strips | power strips standard
120913004 | 4008224569293 | Multiple socket outlet 6-way, with illuminated switch (2-pole), with 45° turned sockets, with shutter, cable H05VV-F3Gx1,5mm², 1,4m, 16A, 250V~, arctic-white | 18.0482 | 25 | 1 | pc. | 10 | pc. | 132 | 85444290900 | power strips | power strips standard
120915006 | 4008224569309 | Multiple socket outlet 6-way, with illuminated switch (2-pole), with 45° turned sockets, with shutter, cable H05VV-F3Gx1,5mm², 1,4m, 16A, 250V~, black | 18.0482 | 25 | 1 | pc. | 10 | pc. | 132 | 85444290900 | power strips | power strips standard
120943005 | 4008224540438 | Multiple socket outlet 6-way, with illuminated switch (2-pole), with 45° turned sockets, with shutter, cable H05VV-F3Gx1,5mm², 1,4m, 16A, 250V~, titan | 20.5782 | 25 | 1 | pc. | 10 | pc. | 132 | 85444290900 | power strips | power strips standard
121001009 | 4008220015459 | 4-way multiple socket outlet, reconnect able, without cable | 18.5882 | 25 | 1 | pc. | 5 | pc. | 132 | 85366990990 | power strips | power strips without lead
125902018 | 4008224238915 | Multiple socket outlet 2+2-way, for two euro-plugs and two grounding- type plugs, with shutter, cable H05VV-F3x1,5mm², 1,4m, 16A, 250V~, arctic-white | 12.8394 | 25 | 1 | pc. | 20 | pc. | 132 | 85444290900 | power strips | power strips standard
125905011 | 4008224238922 | Multiple socket outlet 2+2-way, for two euro-plugs and two grounding- type plugs, with shutter, cable H05VV-F3Gx1,5mm², 1,4m, 16A, 250V~, black | 12.8394 | 25 | 1 | pc. | 20 | pc. | 132 | 85444290900 | power strips | power strips standard
127002013 | 4008224239431 | UNOversal 3-way, with shutter, 90° turned sockets, 52mm distance between sockets, cable H05VV-F3G1,5mm², 1,4m, length 213,5mm, mountable, fixation distance 197,5mm, 16A, 250V~, arctic-white | 20.6912 | 25 | 1 | pc. | 4 | pc. | 132 | 85444290900 | power strips | UNOversal
127015013 | 4008224458795 | UNOversal 3-way, with shutter, 90° turned sockets, 52mm distance between sockets, cable H05VV-F3G1,5mm², 1,4m, length 213,5mm, mountable, fixation distance 197,5mm, 16A, 250V~, anthracite | 20.6912 | 25 | 1 | pc. | 4 | pc. | 132 | 85444290900 | power strips | UNOversal
127102016 | 4008224239479 | UNOversal 4-way, with shutter, 90° turned sockets, 56mm distance between sockets, cable H05VV-F3G1,5mm², 1,4m, length 265,5mm, mountable, fixation distance 249,5mm, 16A, 250V~, arctic-white | 23.3382 | 25 | 1 | pc. | 4 | pc. | 132 | 85444290900 | power strips | UNOversal
127115016 | 4008224458863 | UNOversal 4-way, with shutter, 90° turned sockets, 52mm distance between sockets, 1,4m cable H05VV-F3G1,5mm², length 265,5mm, mountable, fixation distance 249,5mm, 16A, 250V~, colour: anthracite | 23.3382 | 25 | 1 | pc. | 4 | pc. | 132 | 85444290900 | power strips | UNOversal
127485014 | 4008224458818 | Universal 3-way, with shutter, 90° turned sockets, 52mm distance between sockets, cable H05VV-F3G1,5mm², 3m, length 213,5mm, mountable, fixation distance 197,5mm, 16A, 250V~, arctic-white | 29.8382 | 25 | 1 | pc. | 1 | pc. | 132 | 85444290900 | power strips | UNOversal
127494010 | 4008224458832 | UNOversal 3-way, with shutter, 90° turned sockets, 52mm distance between sockets, cable H05VV-F3G1,5mm², 5m, length 213,5mm, mountable, fixation distance 197,5mm, 16A, 250V~, arctic-white | 36.6176 | 25 | 1 | pc. | 1 | pc. | 132 | 85444290900 | power strips | UNOversal
128613003 | 4008224569231 | 3-way multiple socket outlet, with 45° turned sockets, with shutter, cable 1.4m | 12.8394 | 25 | 1 | pc. | 20 | pc. | 132 | 85444290900 | power strips | power strips standard
128615005 | 4008224569248 | 3-way multiple socket outlet, with 45° turned sockets, with shutter, cable 1.4m | 12.8394 | 25 | 1 | pc. | 20 | pc. | 132 | 85444290900 | power strips | power strips standard
128688650 | 9008221286884 | 3-way multiple socket outlet, with 45° turned sockets, with shutter, cable 3m | 18.0482 | 25 | 1 | pc. | 10 | pc. | 132 | 85444290900 | power strips | power strips standard
128690659 | 9008221286907 | 3-way multiple socket outlet, with 45° turned sockets, with shutter, cable 5m | 22.9459 | 25 | 1 | pc. | 10 | pc. | 132 | 85444290900 | power strips | power strips standard
129401009 | 4008224523844 | 6-way multiple socket outlet, reconnect able, without cable | 25.7465 | 25 | 1 | pc. | 5 | pc. | 132 | 85366990990 | power strips | power strips without lead
129405003 | 4008224523851 | 6-way multiple socket outlet, reconnect able, without cable | 25.7465 | 25 | 1 | pc. | 5 | pc. | 132 | 85366990990 | power strips | power strips without lead
129502003 | 4008224519519 | 2+2-way multiple socket outlet, with illuminated switch (2-pole), with 45° turned sockets, with shutter, cable 1.4m | 18.0482 | 25 | 1 | pc. | 10 | pc. | 132 | 85444290900 | power strips | power strips standard
129505006 | 4008224519526 | 2+2-way multiple socket outlet, with illuminated switch (2-pole), with 45° turned sockets, with shutter, cable 1.4m | 18.2782 | 25 | 1 | pc. | 10 | pc. | 132 | 85444290900 | power strips | power strips standard
129713007 | 4008224569255 | 3-way multiple socket outlet, with illuminated switch (2-pole), with 45° turned sockets, with shutter | 15.4506 | 25 | 1 | pc. | 10 | pc. | 132 | 85444290900 | power strips | power strips standard
129715009 | 4008224569262 | 3-way multiple socket outlet, with illuminated switch (2-pole), with 45° turned sockets, with shutter, cable 1.4m | 15.4506 | 25 | 1 | pc. | 10 | pc. | 132 | 85444290900 | power strips | power strips standard
129743008 | 4008224540445 | 3-way multiple socket outlet, with illuminated switch (2-pole), with 45° turned sockets, with shutter, cable 1.4m | 16.7224 | 25 | 1 | pc. | 10 | pc. | 132 | 85444290900 | power strips | power strips standard
129802002 | 4008224519533 | 3+6-way multiple socket outlet, with illuminated switch (2-pole), with 45° turned sockets, with shutter, cable 1.4m | 19.2929 | 25 | 1 | pc. | 10 | pc. | 132 | 85444290900 | power strips | power strips standard
129805005 | 4008224519540 | 3+6-way multiple socket outlet, with illuminated switch (2-pole), with 45° turned sockets, with shutter, cable 1.4m | 19.2929 | 25 | 1 | pc. | 10 | pc. | 132 | 85444290900 | power strips | power strips standard
223002043 | 4008224632270 | 2-way multiple socket outlet with hinged lid, IP44, colour: black | 23.9065 | 25 | 1 | pc. | 5 | pc. | 132 | 85444290900 | garden | gardening product
223003044 | 4008224632263 | 3-way multiple socket outlet with hinged lid, IP44, colour: black | 27.6135 | 25 | 1 | pc. | 5 | pc. | 132 | 85444290900 | garden | gardening product
223012002 | 4008224519557 | 4-way multiple socket outlet, with 45° turned sockets with hinged lid, with illuminated switch (2-pole), with shutter, cable 1.4m | 38.5859 | 25 | 1 | pc. | 5 | pc. | 132 | 85444290900 | power strips | power strips standard
232502006 | 4008224618618 | UNOversal PLUS 3-fold, with illuminated switch (2-pole), with shutter, with 90° turned sockets, cable 1.4m, mountable | 27.6618 | 25 | 1 | pc. | 4 | pc. | 132 | 85444290900 | power strips | UNOversal PLUS
232502006 | 4008224618618 | UNOversal PLUS 3-fold, with illuminated switch (2-pole), with shutter, with 90° turned sockets, cable 1.4m, mountable | 24.8824 | 25 | 1 | pc. | 4 | pc. | 132 | 85444290900 | power strips | UNOversal PLUS
232505009 | 4008224618625 | UNOversal PLUS 3-fold, with illuminated switch (2-pole), with shutter, with 90° turned sockets, cable 1.4m, mountable | 27.6618 | 25 | 1 | pc. | 4 | pc. | 132 | 85444290900 | power strips | UNOversal PLUS
232505009 | 4008224618625 | UNOversal PLUS 3-fold, with illuminated switch (2-pole), with shutter, with 90° turned sockets, cable 1.4m, mountable | 24.8824 | 25 | 1 | pc. | 4 | pc. | 132 | 85444290900 | power strips | UNOversal PLUS
232602016 | 4008224618649 | UNOversal PLUS 3-fold, with illuminated switch (2-pole), with shutter, with 90° turned sockets, cable 3m, mountable | 35 | 25 | 1 | pc. | 1 | pc. | 132 | 85444290900 | power strips | UNOversal PLUS
232605019 | 4008224619158 | UNOversal PLUS 3-fold, with illuminated switch (2-pole), with shutter, with 90° turned sockets, cable 3m, mountable | 35 | 25 | 1 | pc. | 1 | pc. | 132 | 85444290900 | power strips | UNOversal PLUS
232702019 | 4008224618656 | UNOversal PLUS 3-fold, with illuminated switch (2-pole), with shutter, with 90° turned sockets, cable 5m, mountable | 42.3382 | 25 | 1 | pc. | 1 | pc. | 132 | 85444290900 | power strips | UNOversal PLUS
232705012 | 4008224618663 | UNOversal PLUS 3-fold, with illuminated switch (2-pole), with shutter, with 90° turned sockets, cable 5m, mountable | 42.3382 | 25 | 1 | pc. | 1 | pc. | 132 | 85444290900 | power strips | UNOversal PLUS
232802005 | 4008224618670 | UNOversal PLUS 6-fold, with illuminated switch (2-pole), with shutter, with 90° turned sockets, cable 1.4m, mountable | 36.4559 | 25 | 1 | pc. | 4 | pc. | 132 | 85444290900 | power strips | UNOversal PLUS
232802005 | 4008224618670 | UNOversal PLUS 6-fold, with illuminated switch (2-pole), with shutter, with 90° turned sockets, cable 1.4m, mountable | 32.7941 | 25 | 1 | pc. | 4 | pc. | 132 | 85444290900 | power strips | UNOversal PLUS
232805008 | 4008224618687 | UNOversal PLUS 6-fold, with illuminated switch (2-pole), with shutter, with 90° turned sockets, cable 1.4m, mountable | 36.4559 | 25 | 1 | pc. | 4 | pc. | 132 | 85444290900 | power strips | UNOversal PLUS
232805008 | 4008224618687 | UNOversal PLUS 6-fold, with illuminated switch (2-pole), with shutter, with 90° turned sockets, cable 1.4m, mountable | 32.7941 | 25 | 1 | pc. | 4 | pc. | 132 | 85444290900 | power strips | UNOversal PLUS
232902015 | 4008224618694 | UNOversal PLUS 6-fold, with illuminated switch (2-pole), with shutter, with 90° turned sockets, cable 3m, mountable | 45.2941 | 25 | 1 | pc. | 1 | pc. | 132 | 85444290900 | power strips | UNOversal PLUS
232905018 | 4008224618700 | UNOversal PLUS 6-fold, with illuminated switch (2-pole), with shutter, with 90° turned sockets, cable 3m, mountable | 45.2941 | 25 | 1 | pc. | 1 | pc. | 132 | 85444290900 | power strips | UNOversal PLUS
233002019 | 4008224618717 | UNOversal PLUS 6-fold, with illuminated switch (2-pole), with shutter, with 90° turned sockets, cable 5m, mountable | 51.5588 | 25 | 1 | pc. | 1 | pc. | 132 | 85444290900 | power strips | UNOversal PLUS
233005012 | 4008224618724 | UNOversal PLUS 6-fold, with illuminated switch (2-pole), with shutter, with 90° turned sockets, cable 5m, mountable | 51.5588 | 25 | 1 | pc. | 1 | pc. | 132 | 85444290900 | power strips | UNOversal PLUS
233102005 | 4008224618731 | UNOversal PLUS 3-fold, with overvoltage filter, illumination switch, with shutter, mountable, 90° turned sockets, 1.4m cable | 46.2647 | 25 | 1 | pc. | 1 | pc. | 132 | 85363010900 | power strips | UNOversal PLUS
233105008 | 4008224618748 | UNOversal PLUS 3-fold, with overvoltage filter, illumination switch, with shutter, mountable, 90° turned sockets, 1.4m cable | 46.2647 | 25 | 1 | pc. | 1 | pc. | 132 | 85363010900 | power strips | UNOversal PLUS
233202008 | 4008224618816 | UNOversal PLUS 6-fold, with overvoltage filter, illumination switch, with shutter, mountable, 90° turned sockets, 1.4m cable | 55.4853 | 25 | 1 | pc. | 1 | pc. | 132 | 85363010900 | power strips | UNOversal PLUS
233205001 | 4008224618823 | UNOversal PLUS 6-fold, with overvoltage filter, illumination switch, with shutter, mountable, 90° turned sockets, 1.4m cable | 55.4853 | 25 | 1 | pc. | 1 | pc. | 132 | 85363010900 | power strips | UNOversal PLUS
233302018 | 4008224618830 | UNOversal PLUS 3-fold, extra flat angle plug, illuminated switch, with shutter, 90° turned sockets, cable1.4m, mountable | 33.9412 | 25 | 1 | pc. | 4 | pc. | 132 | 85444290900 | power strips | UNOversal PLUS
233305011 | 4008224618847 | UNOversal PLUS 3-fold, extra flat angle plug, illuminated switch, with shutter, 90° turned sockets, cable1.4m, mountable | 33.9412 | 25 | 1 | pc. | 4 | pc. | 132 | 85444290900 | power strips | UNOversal PLUS
233402004 | 4008224618854 | UNOversal PLUS 6-fold, extra flat angle plug, illuminated switch, with shutter, 90° turned sockets, cable1.4m, mountable | 44.0147 | 25 | 1 | pc. | 4 | pc. | 132 | 85444290900 | power strips | UNOversal PLUS
233405007 | 4008224618861 | UNOversal PLUS 6-fold, extra flat angle plug, illuminated switch, with shutter, 90° turned sockets, cable1.4m, mountable | 44.0147 | 25 | 1 | pc. | 4 | pc. | 132 | 85444290900 | power strips | UNOversal PLUS
233502007 | 4008224618878 | UNOversal PLUS 2-fold, 2 USB Port 2,100 mA, illuminated switch, with shutter, 90° turned sockets, cable 1 .4m, mountable | 55.3235 | 25 | 1 | pc. | 1 | pc. | 132 | 85444290900 | power strips | UNOversal PLUS
233505000 | 4008224618885 | UNOversal PLUS 2-fold, 2 USB Port 2,100 mA, illuminated switch, with shutter, 90° turned sockets, cable 1 .4m, mountable | 55.3235 | 25 | 1 | pc. | 1 | pc. | 132 | 85444290900 | power strips | UNOversal PLUS
233602000 | 4008224618892 | UNOversal PLUS 5-fold, 2 USB Port 2,100 mA, illuminated switch, with shutter, 90° turned sockets, cable 1 .4m, mountable | 66.6912 | 25 | 1 | pc. | 1 | pc. | 132 | 85444290900 | power strips | UNOversal PLUS
233605003 | 4008224618908 | UNOversal PLUS 5-fold, 2 USB Port 2,100 mA, illuminated switch, with shutter, 90° turned sockets, cable 1 .4m, mountable | 66.6912 | 25 | 1 | pc. | 1 | pc. | 132 | 85444290900 | power strips | UNOversal PLUS
233802006 | 4008224618915 | DUOversal PLUS 3=6, with illuminated switch (2-pole), with shutter, with 35° turned sockets, cable 1.4m,mountable | 32.25 | 25 | 1 | pc. | 4 | pc. | 132 | 85444290900 | power strips | DUOversal
233805009 | 4008224618922 | DUOversal PLUS 3=6, with illuminated switch (2-pole), with shutter, with 35° turned sockets, cable 1.4m,mountable | 32.25 | 25 | 1 | pc. | 4 | pc. | 132 | 85444290900 | power strips | DUOversal
233902016 | 4008224618939 | DUOversal PLUS 3=6, with illuminated switch (2-pole), with shutter, with 35° turned sockets, cable 3m, mountable | 40.3088 | 25 | 1 | pc. | 1 | pc. | 132 | 85444290900 | power strips | DUOversal
233905019 | 4008224618946 | DUOversal PLUS 3=6, with illuminated switch (2-pole), with shutter, with 35° turned sockets, cable 3m, mountable | 40.3088 | 25 | 1 | pc. | 1 | pc. | 132 | 85444290900 | power strips | DUOversal
234002010 | 4008224618953 | DUOversal PLUS 3=6, with illuminated switch (2-pole), with shutter, with 35° turned sockets, cable 5m, mountable | 48.8088 | 25 | 1 | pc. | 1 | pc. | 132 | 85444290900 | power strips | DUOversal
234005013 | 4008224618960 | DUOversal PLUS 3=6, with illuminated switch (2-pole), with shutter, with 35° turned sockets, cable 5m, mountable | 48.8088 | 25 | 1 | pc. | 1 | pc. | 132 | 85444290900 | power strips | DUOversal
234102006 | 4008224618977 | DUOversal PLUS 6=12, with illuminated switch (2-pole), with shutter, with 35° turned sockets, cable 1.4m, mountable | 44.7647 | 25 | 1 | pc. | 4 | pc. | 132 | 85444290900 | power strips | DUOversal
234105009 | 4008224618984 | DUOversal PLUS 6=12, with illuminated switch (2-pole), with shutter, with 35° turned sockets, cable 1.4m, mountable | 44.7647 | 25 | 1 | pc. | 4 | pc. | 132 | 85444290900 | power strips | DUOversal
234202016 | 4008224618991 | DUOversal PLUS 6=12, with illuminated switch (2-pole), with shutter, with 35° turned sockets, cable 3m, mountable | 55.3088 | 25 | 1 | pc. | 1 | pc. | 132 | 85444290900 | power strips | DUOversal
234205019 | 4008224619004 | DUOversal PLUS 6=12, with illuminated switch (2-pole), with shutter, with 35° turned sockets, cable 3m, mountable | 55.3088 | 25 | 1 | pc. | 1 | pc. | 132 | 85444290900 | power strips | DUOversal
234302019 | 4008224619011 | DUOversal PLUS 6=12, with illuminated switch (2-pole), with shutter, with 35° turned sockets, cable 5m, mountable | 61.4853 | 25 | 1 | pc. | 1 | pc. | 132 | 85444290900 | power strips | DUOversal
234305012 | 4008224619028 | DUOversal PLUS 6=12, with illuminated switch (2-pole), with shutter, with 35° turned sockets, cable 5m, mountable | 61.4853 | 25 | 1 | pc. | 1 | pc. | 132 | 85444290900 | power strips | DUOversal
234402005 | 4008224619035 | DUOversal PLUS 3=6, with overvoltage filter, illumination switch, with shutter, mountable, 35° turned sockets, 1.4m cable | 51.2794 | 25 | 1 | pc. | 1 | pc. | 132 | 85363010900 | power strips | DUOversal
234405008 | 4008224619042 | DUOversal PLUS 3=6, with overvoltage filter, illumination switch, with shutter, mountable, 35° turned sockets, 1.4m cable | 51.2794 | 25 | 1 | pc. | 1 | pc. | 132 | 85363010900 | power strips | DUOversal
234502008 | 4008224619059 | DUOversal PLUS 6=12, with overvoltage filter, illumination switch, with shutter, mountable, 35° turned sockets, 1.4m cable | 61.7794 | 25 | 1 | pc. | 1 | pc. | 132 | 85363010900 | power strips | DUOversal
234505001 | 4008224619066 | DUOversal PLUS 6=12, with overvoltage filter, illumination switch, with shutter, mountable, 35° turned sockets, 1.4m cable | 61.7794 | 25 | 1 | pc. | 1 | pc. | 132 | 85363010900 | power strips | DUOversal
234602001 | 4008224619073 | DUOversal PLUS 3=6, extra flat angle plug, illuminated switch, with shutter, 35° turned sockets, cable 1.4m, mountable | 35.0147 | 25 | 1 | pc. | 4 | pc. | 132 | 85444290900 | power strips | DUOversal
234605004 | 4008224619080 | DUOversal PLUS 3=6, extra flat angle plug, illuminated switch, with shutter, 35° turned sockets, cable 1.4m, mountable | 35.0147 | 25 | 1 | pc. | 4 | pc. | 132 | 85444290900 | power strips | DUOversal
234702004 | 4008224619097 | DUOversal PLUS 6=12, extra flat angle plug, illuminated switch, with shutter, 35° turned sockets, cable 1 .4m, mountable | 45.5294 | 25 | 1 | pc. | 4 | pc. | 132 | 85444290900 | power strips | DUOversal
234705007 | 4008224619103 | DUOversal PLUS 6=12, extra flat angle plug, illuminated switch, with shutter, 35° turned sockets, cable 1 .4m, mountable | 45.5294 | 25 | 1 | pc. | 4 | pc. | 132 | 85444290900 | power strips | DUOversal
234802007 | 4008224619110 | DUOversal PLUS 2=4, 2 USB Port 2,100 mA, illuminated switch, with shutter, 35° turned sockets, cable1.4m, mountable | 55.8676 | 25 | 1 | pc. | 1 | pc. | 132 | 85444290900 | power strips | DUOversal
234805000 | 4008224619127 | DUOversal PLUS 2=4, 2 USB Port 2,100 mA, illuminated switch, with shutter, 35° turned sockets, cable1.4m, mountable | 55.8676 | 25 | 1 | pc. | 1 | pc. | 132 | 85444290900 | power strips | DUOversal
234902000 | 4008224619134 | DUOversal PLUS 5=10, 2 USB Port 2,100 mA, illuminated switch, with shutter, 35° turned sockets, cable 1.4m, mountable | 67.7794 | 25 | 1 | pc. | 1 | pc. | 132 | 85444290900 | power strips | DUOversal
234905003 | 4008224619141 | DUOversal PLUS 5=10, 2 USB Port 2,100 mA, illuminated switch, with shutter, 35° turned sockets, cable 1.4m, mountable | 67.7794 | 25 | 1 | pc. | 1 | pc. | 132 | 85444290900 | power strips | DUOversal
100400005 | 4008224367974 | CEE-combination wall socket: CEE-socket with hinged lid (5p, 16A, 400V, 6h)/earthed socket with hinged lid (16A, 250V) | 56.6689 | 25 | 1 | pc. | 3 | pc. | 133 | 85366990990 | CEE material | CEE material
101600002 | 4008223160187 | CEE-wall socket with hinged lid, 5-pole, 16A, 400V~, 6h, protection class IP44 | 23.2897 | 25 | 1 | pc. | 5 | pc. | 133 | 85366990990 | CEE material | CEE material
101603005 | 4008224569088 | CEE wall socket TURBO TWIST with hinged cover, 5-pin, 16A, 400V ~, screwless connection, protection class IP44 | 32.9587 | 25 | 1 | pc. | 10 | pc. | 133 | 85366990990 | CEE material | CEE material
102000005 | 4008223160002 | CEE-wall socket with hinged lid, 5-pole, 32A, 400V~, 6h, protection class IP44 | 30.7727 | 25 | 1 | pc. | 5 | pc. | 133 | 85366990990 | CEE material | CEE material
102003008 | 4008224569095 | CEE wall socket TURBO TWIST with hinged cover, 5-pin, 32A, 400V ~, screwless connection, protection class IP44 | 44.9609 | 25 | 1 | pc. | 10 | pc. | 133 | 85366990990 | CEE material | CEE material
103000006 | 9008221020594 | CEE wall socket with hinged cover, 4-pin, 32A, 400V ~, 6h, protection class IP44 | 29.9529 | 25 | 1 | pc. | 5 | pc. | 133 | 85366990990 | CEE material | CEE material
103100009 | 9008221016597 | CEE wall socket with hinged cover, 4-pin, 16A, 400V ~, 6h, protection class IP44 | 21.8814 | 25 | 1 | pc. | 10 | pc. | 133 | 85366990990 | CEE material | CEE material
103200002 | 4008224227773 | Caravan-wall socket with hinged lid, 3-pole, 16A, 250V~, 6h, protection class IP44 | 27.5147 | 25 | 1 | pc. | 5 | pc. | 133 | 85366990990 | CEE material | CEE material
106300008 | 9008221063003 | CEE-wall socket with hinged lid, 5-pole | 119.9169 | 25 | 1 | pc. | 1 | pc. | 133 | 85366990990 | CEE material | CEE material
107000000 | 4008224567145 | CEE-combination wall socket: CEE-socket with hinged lid (5p, 16A, 400V, 6h)/earthed socket with hinged lid and switch (16A, 250V) | 227.3271 | 25 | 1 | pc. | 1 | pc. | 133 | 85366990990 | CEE material | CEE material
108000001 | 4008224567121 | CEE-angled plug, 5-pole | 43.0271 | 25 | 1 | pc. | 5 | pc. | 133 | 85366990990 | CEE material | CEE material
113300002 | 4008224472111 | Adapter: Caravan Coupling to protective contact socket | 22.8063 | 25 | 1 | pc. | 5 | pc. | 133 | 85366990990 | CEE material | CEE material
128902004 | 4008224472296 | CEE-mobile distributor box: input: CEE-plug (5p, 16A, 400V, 6h), output: 2x CEE-sockets (5p, 16A,400V, 6h)/4x earthed sockets (16A, 250V) | 632.3329 | 25 | 1 | pc. | 1 | pc. | 133 | 85371098000 | CEE material | CEE material
128904006 | 4008224472319 | CEE-mobile distributor box: input: CEE-plug (5p, 16A, 400V, 6h), output: 2x CEE-sockets (5p, 16A/32A, 400V, 6h)/4x earthed sockets (16A, 250V) | 839.9015 | 25 | 1 | pc. | 1 | pc. | 133 | 85371098000 | CEE material | CEE material
129200002 | 4008224269711 | CEE-compact distributor box: input: CEE-plug (5p, 16A, 400V, 6h), output: 1x CEE-socket (5p, 16A,400V, 6h)/2x earthed socket (16A, 250V) | 145.9391 | 25 | 1 | pc. | 1 | pc. | 133 | 85371098000 | CEE material | CEE material
129205007 | 4008224472258 | CEE-compact distributor box: input: CEE-plug (5p, 16A, 400V, 6h), output: 1x CEE-socket (5p, 16A,400V, 6h)/2x earthed socket (16A, 250V) | 284.2482 | 25 | 1 | pc. | 1 | pc. | 133 | 85371098000 | CEE material | CEE material
129206008 | 4008224472265 | CEE-compact distributor box: input: CEE-plug (5p, 16A, 400V, 6h), output: 3x CEE-sockets (5p, 16A, 400V, 6h) | 229.0927 | 25 | 1 | pc. | 1 | pc. | 133 | 85371098000 | CEE material | CEE material
129602006 | 9008221296029 | CEE-wall distributor box: 1x CEE-socket (5p, 16A,400V)/2x earthed socket outlet (16A, 250V)/2x MCB (3p/1p, 16A, C), DxWxH 230x130x152mm | 596.5575 | 25 | 1 | pc. | 1 | pc. | 133 | 85366990990 | CEE material | CEE material
147503006 | 4008224472180 | CEE-adapter cable: input: CEE-plug (5p, 16A, 400V,6h), output: grounding-type-coupling with hinged lid (16A, 250V) | 82.1446 | 25 | 1 | pc. | 1 | pc. | 133 | 85444290900 | CEE material | CEE material
147504007 | 4008224472197 | CEE-adapter cable: input: CEE-plug (5p, 16A, 400V,6h), output: CEE-coupling with hinged lid (5p, 32 A, 400V, 6h) | 116.6798 | 25 | 1 | pc. | 1 | pc. | 133 | 85444290900 | CEE material | CEE material
147509459 | 4008224608824 | Adapter: Caravan Coupling to protective contact socket | 93.9997 | 25 | 1 | pc. | 2 | pc. | 133 | 85366990990 | CEE material | CEE material
171600001 | 4008224227728 | Caravan-wall plug, 3-pole | 29.1962 | 25 | 1 | pc. | 5 | pc. | 133 | 85366990990 | CEE material | CEE material
171800007 | 4008224227735 | CEE-wall plug, 5-pole | 25.5598 | 25 | 1 | pc. | 5 | pc. | 133 | 85366990990 | CEE material | CEE material
171801008 | 9008221718019 | CEE-wall plug, 4-pole | 29.9529 | 25 | 1 | pc. | 5 | pc. | 133 | 85366990990 | CEE material | CEE material
171900000 | 4008224227742 | CEE-wall plug, IP44, 5-pole, 32A, 400V~, 6h | 33.9887 | 25 | 1 | pc. | 5 | pc. | 133 | 85366990990 | CEE material | CEE material
172500009 | 4008223162242 | Caravan-plug with short entry bush, 3-pole | 21.7133 | 25 | 1 | pc. | 5 | pc. | 133 | 85366990990 | CEE material | CEE material
173200032 | 9008221732039 | CEE-built-in socket with on/off switch (16A, 6h, 200/346 V, 240/415 V, Uc = 400V/50 Hz, AC3 = 4 KW, le = 9 A/400V) | 200.4009 | 25 | 1 | pc. | 5 | pc. | 133 | 85366990990 | CEE material | CEE material
174500001 | 9008221746593 | CEE-plug with short entry bush, 4-pole | 14.8819 | 25 | 1 | pc. | 5 | pc. | 133 | 85366990990 | CEE material | CEE material
174601005 | 9008221746005 | CEE-plug with short entry bush, 5-pole | 16.1851 | 25 | 1 | pc. | 5 | pc. | 133 | 85366990990 | CEE material | CEE material
174603007 | 4008224569026 | CEE-plug TURBO TWIST (screwless connection) with short entry bush, 5-pole | 26.9471 | 25 | 1 | pc. | 10 | pc. | 133 | 85366990990 | CEE material | CEE material
175900004 | 9008221760599 | CEE-plug with short entry bush, 4-pole | 21.8814 | 25 | 1 | pc. | 5 | pc. | 133 | 85366990990 | CEE material | CEE material
176000008 | 4008223159860 | CEE-plug with short entry bush, 5-pole | 23.2897 | 25 | 1 | pc. | 5 | pc. | 133 | 85366990990 | CEE material | CEE material
176003001 | 4008224569033 | CEE-plug TURBO TWIST (screwless connection) with short entry bush, 5-pole | 38.9493 | 25 | 1 | pc. | 10 | pc. | 133 | 85366990990 | CEE material | CEE material
176600006 | 9008221766003 | CEE-plug with short entry bush, 5-pole | 104.8668 | 25 | 1 | pc. | 2 | pc. | 133 | 85366990990 | CEE material | CEE material
179100004 | 4008224115438 | CEE-plug with phase reverser, with short entry bush, 5-pole | 51.8974 | 25 | 1 | pc. | 5 | pc. | 133 | 85366990990 | CEE material | CEE material
179200007 | 4008224115445 | CEE-plug with phase reverser, with short entry bush, 5-pole | 58.3084 | 25 | 1 | pc. | 5 | pc. | 133 | 85366990990 | CEE material | CEE material
181505000 | 4008220038489 | Socket for warm appliance 175°C acc. CEE, for cable H05RR-F 3G0,75mm², casing: duroplast, | 10.2155 | 25 | 1 | pc. | 10 | pc. | 133 | 85366990990 | plug and coupling | plug and coupling
182000001 | 9008221823591 | CEE-coupling with hinged lid, with short entry bush, 4-pole | 20.9565 | 25 | 1 | pc. | 5 | pc. | 133 | 85366990990 | CEE material | CEE material
182301001 | 9008221823003 | CEE-coupling with hinged lid, with short entry bush, 5-pole | 21.7133 | 25 | 1 | pc. | 5 | pc. | 133 | 85366990990 | CEE material | CEE material
182303003 | 4008224569057 | CEE-coupling TURBO TWIST (screwless connection) with hinged lid with short entry bush, 5-pole | 32.9587 | 25 | 1 | pc. | 10 | pc. | 133 | 85366990990 | CEE material | CEE material
182400003 | 4008223162167 | Caravan-coupling with hinged lid and with short entry bush, 3-pole | 24.9503 | 25 | 1 | pc. | 5 | pc. | 133 | 85366990990 | CEE material | CEE material
182600009 | 4008223160910 | CEE-coupling with hinged lid, with short entry bush, 5-pole | 27.5147 | 25 | 1 | pc. | 5 | pc. | 133 | 85366990990 | CEE material | CEE material
182603002 | 4008224569064 | CEE-coupling TURBO TWIST (screwless connection) with hinged lid with short entry bush, 5-pole | 44.9609 | 25 | 1 | pc. | 10 | pc. | 133 | 85366990990 | CEE material | CEE material
182900008 | 9008221829005 | CEE-coupling with hinged lid, with short entry bush, 4-pole | 29.9529 | 25 | 1 | pc. | 5 | pc. | 133 | 85366990990 | CEE material | CEE material
183000002 | 9008221830001 | CEE-coupling with hinged lid, with short entry bush, 4-pole | 161.851 | 25 | 1 | pc. | 2 | pc. | 133 | 85366990990 | CEE material | CEE material
705101055 | 5907711100911 | CEE-combination wall socket, CEE-socket and socket(French system) with hinged lid, 16A, 250V~, IP44 , 5-pole, 16A, 400V~, 6h | 59.9269 | 25 | 1 | pc. | 3 | pc. | 133 | 85366990990 | CEE material | CEE material
913901005 | 9008227037022 | CEE-flush mounted socket with hinged lid, 5-pole | 107.8936 | 25 | 1 | pc. | 6 | pc. | 133 | 85366990990 | CEE material | CEE material
140102099 | 4008224327329 | Cable lead, grounding-type plug, stripped wire ends, colour: white | 17.6784 | 25 | 1 | pc. | 5 | pc. | 134 | 85444290900 | extensions and leads | leads
140105092 | 4008224327336 | Cable lead, grounding-type plug, stripped wire ends, cable H05VV-F 3x1mm², 10A, 250V~, 2m, colour: black | 17.6784 | 25 | 1 | pc. | 5 | pc. | 134 | 85444290900 | extensions and leads | leads
140302095 | 4008224327367 | Cable lead, euro plug, stripped wire ends with single pole intermediate switch, cable H03VVH2-F 2x0,75mm², 1-pole, 2,5A, 250V~, 2m, colour: white | 14.5255 | 25 | 1 | pc. | 10 | pc. | 134 | 85444290900 | extensions and leads | leads
140305098 | 4008224327374 | Cable lead, euro plug, stripped wire ends with single pole intermediate switch, cable H03VVH2-F 2x0,75mm², 1-pole, 2,5A, 250V~, 2m, colour: black | 14.5255 | 25 | 1 | pc. | 10 | pc. | 134 | 85444290900 | extensions and leads | leads
140307090 | 4008224628785 | Euro lead switch 2 m g/b | 8.6588 | 25 | 1 | pc. | 5 | pc. | 134 | 85444290900 | extensions and leads | leads
140310090 | 4008224564038 | Cable lead, euro plug, stripped wire ends with single pole intermediate switch | 22.5725 | 25 | 1 | pc. | 5 | pc. | 134 | 85444290900 | extensions and leads | leads
140312092 | 4008224628662 | Cable lead with black euro plug and single pole intermediate switch, colour: red/black | 37.1294 | 25 | 1 | pc. | 5 | pc. | 134 | 85444290900 | extensions and leads | leads
140315002 | 4008224628679 | Cable lead with black euro plug and single pole intermediate switch, colour: white/black | 37.1294 | 25 | 1 | pc. | 5 | pc. | 134 | 85444290900 | extensions and leads | leads
140320097 | 4008224564021 | Cable lead, euro plug, stripped wire ends with single pole intermediate switch | 14.5255 | 25 | 1 | pc. | 10 | pc. | 134 | 85444290900 | extensions and leads | leads
140410048 | 4008224227285 | Rubber extension lead, earthed, solid rubber plug and earthed coupling, with 10m rubber cable | 92.4706 | 25 | 1 | pc. | 1 | pc. | 134 | 85444290900 | extensions and leads | extensions
140425040 | 4008224227292 | Rubber extension lead, earthed, solid rubber plug and earthed coupling, with 25m rubber cable | 199.8275 | 25 | 1 | pc. | 1 | pc. | 134 | 85444290900 | extensions and leads | extensions
140602094 | 4008224327343 | Cable lead, euro plug, stripped wire ends, cable H03VVH2-F 2x0,75mm², 2- pole, 2,5A, 250V~, 2m, colour: white | 9.6471 | 25 | 1 | pc. | 10 | pc. | 134 | 85444290900 | extensions and leads | leads
140605097 | 4008224327350 | Cable lead, euro plug, stripped wire ends, cable H03VVH2-F 2x0,75mm², 2- pole, 2,5A, 250V~, 2m, colour: black | 9.6471 | 25 | 1 | pc. | 10 | pc. | 134 | 85444290900 | extensions and leads | leads
140610099 | 4008224564014 | Cable lead, with Euro plug and stripped wire ends, cable H03VVH2-F 2x0,75mm², 2-pole, 2,5A, 250V~, 2m, colour: transparent | 24.1569 | 25 | 1 | pc. | 5 | pc. | 134 | 85444290900 | extensions and leads | leads
140620096 | 4008224564007 | Cable lead, euro plug, stripped wire ends, cable H03VVH2-F 2x0,75mm², 2- pole, 2,5A, 250V~, 2m, colour: steel | 10.9333 | 25 | 1 | pc. | 10 | pc. | 134 | 85444290900 | extensions and leads | leads
140803091 | 4008224327381 | Iron cable lead, grounding-type plug with stripped wire ends, textile flexed lead | 27.0431 | 25 | 1 | pc. | 5 | pc. | 134 | 85444290900 | extensions and leads | leads
143101015 | 4008224233880 | Extension lead, grounding-Type plug and earthed coupling with 2m cable, with shutter | 20.8471 | 25 | 1 | pc. | 10 | pc. | 134 | 85444290900 | extensions and leads | extensions
143105040 | 4008224471596 | Extension lead, grounding-Type plug and earthed coupling with 2m cable, with shutter | 20.8471 | 25 | 1 | pc. | 10 | pc. | 134 | 85444290900 | extensions and leads | extensions
143201018 | 4008224233903 | Extension lead, grounding-Type plug and earthed coupling with 3m cable, with shutter | 25.302 | 25 | 1 | pc. | 10 | pc. | 134 | 85444290900 | extensions and leads | extensions
143205043 | 4008224471602 | Extension lead, grounding-Type plug and earthed coupling with 3m cable, with shutter | 25.302 | 25 | 1 | pc. | 10 | pc. | 134 | 85444290900 | extensions and leads | extensions
143301011 | 4008224233927 | Extension lead, grounding-Type plug and earthed coupling with 5m cable, with shutter | 38.7294 | 25 | 1 | pc. | 10 | pc. | 134 | 85444290900 | extensions and leads | extensions
143305046 | 4008224471640 | Extension lead, grounding-Type plug and earthed coupling with 5m cable, with shutter | 38.7294 | 25 | 1 | pc. | 10 | pc. | 134 | 85444290900 | extensions and leads | extensions
143401014 | 4008224233941 | Extension lead, grounding-Type plug and earthed coupling with 10m cable, with shutter | 68.5961 | 25 | 1 | pc. | 1 | pc. | 134 | 85444290900 | extensions and leads | extensions
143405049 | 4008224471688 | Extension lead, grounding-Type plug and earthed coupling with 10m cable, with shutter | 68.5961 | 25 | 1 | pc. | 1 | pc. | 134 | 85444290900 | extensions and leads | extensions
143502087 | 4008224598415 | Extension lead, grounding-Type flat-plug, extra flat (8mm) and earthed coupling with 2m cable, with shutter | 38.7294 | 25 | 1 | pc. | 5 | pc. | 134 | 85444290900 | extensions and leads | extensions
143505080 | 4008224598422 | Extension lead, grounding-Type flat-plug, extra flat (8mm) and earthed coupling with 2m cable, with shutter | 38.7294 | 25 | 1 | pc. | 5 | pc. | 134 | 85444290900 | extensions and leads | extensions
143602080 | 4008224598439 | Extension lead, grounding-Type flat-plug, extra flat (8mm) and earthed coupling with 3m cable, with shutter | 44.7373 | 25 | 1 | pc. | 5 | pc. | 134 | 85444290900 | extensions and leads | extensions
143605083 | 4008224598446 | Extension lead, grounding-Type flat-plug, extra flat (8mm) and earthed coupling with 3m cable, with shutter | 44.7373 | 25 | 1 | pc. | 5 | pc. | 134 | 85444290900 | extensions and leads | extensions
143702083 | 4008224598453 | Extension lead, grounding-Type flat-plug, extra flat (8mm) and earthed coupling with 5m cable, with shutter | 59.6235 | 25 | 1 | pc. | 5 | pc. | 134 | 85444290900 | extensions and leads | extensions
143705086 | 4008224598460 | Extension lead, grounding-Type flat-plug, extra flat (8mm) and earthed coupling with 5m cable, with shutter | 59.6235 | 25 | 1 | pc. | 5 | pc. | 134 | 85444290900 | extensions and leads | extensions
145205045 | 4008224457040 | Rubber extension lead, earthed, solid rubber plug and 3-way coupling, with 5m rubber cable | 128.251 | 25 | 1 | pc. | 1 | pc. | 134 | 85444290900 | extensions and leads | extensions
145211048 | 4008224632249 | Rubber extension lead, IP44, 16A, 250V~, solid rubber plug and 2-way coupling, with 10m H07RN-F 3x1,5mm² rubber cable, black | 94.0235 | 25 | 1 | pc. | 1 | pc. | 134 | 85444290900 | extensions and leads | extensions
145601098 | 4008224019415 | Euro extension lead, euro plug and coupling, 5m cable, 2-pole | 20.3294 | 25 | 1 | pc. | 5 | pc. | 134 | 85444290900 | extensions and leads | extensions
145605092 | 4008224523837 | Euro extension lead, euro plug and coupling, 5m cable, 2-pole | 20.3294 | 25 | 1 | pc. | 5 | pc. | 134 | 85444290900 | extensions and leads | extensions
146201097 | 4008223034389 | Euro extension lead, euro plug and coupling, 3m cable, 2-pole | 16.0941 | 25 | 1 | pc. | 10 | pc. | 134 | 85444290900 | extensions and leads | extensions
146205091 | 4008223034464 | Euro extension lead, euro plug and coupling, 3m cable, 2-pole | 16.0941 | 25 | 1 | pc. | 5 | pc. | 134 | 85444290900 | extensions and leads | extensions
146302091 | 4008224651424 | Extension cable with switch, with euro plug, 3m, white | 24.1569 | 25 | 1 | pc. | 5 | pc. | 134 | 85444290900 | extensions and leads | leads
146305094 | 4008224651448 | Extension cable with switch, with euro plug, 3m, black | 24.1569 | 25 | 1 | pc. | 5 | pc. | 134 | 85444290900 | extensions and leads | leads
147310042 | 4008224471763 | Rubber extension lead, earthed, solid rubber plug and earthed coupling, with 10m rubber cable | 87.0745 | 25 | 1 | pc. | 1 | pc. | 134 | 85444290900 | extensions and leads | extensions
147325044 | 4008224471800 | Rubber extension lead, earthed, solid rubber plug and earthed coupling, with 25m rubber cable | 170.0078 | 25 | 1 | pc. | 1 | pc. | 134 | 85444290900 | extensions and leads | extensions
147410045 | 4008224471787 | Rubber extension lead, earthed, solid rubber plug and earthed coupling, with 10m rubber cable | 83.4667 | 25 | 1 | pc. | 1 | pc. | 134 | 85444290900 | extensions and leads | extensions
147425047 | 4008224471824 | Rubber extension lead, earthed, solid rubber plug and earthed coupling, with 25m rubber cable | 176 | 25 | 1 | pc. | 1 | pc. | 134 | 85444290900 | extensions and leads | extensions
147703019 | 4008224493994 | Cable lead with grounding-type plug, 3m, colour: black | 27.3725 | 25 | 1 | pc. | 1 | pc. | 134 | 85444290900 | power strips | POWERversal
147705011 | 4008224494007 | Cable lead with grounding-type plug, 5m, colour: black | 36 | 25 | 1 | pc. | 1 | pc. | 134 | 85444290900 | power strips | POWERversal
149999010 | 4008224336970 | Conductor, 4-wire, 1.7 m with 2 PE-Ltgn | 36.251 | 25 | 1 | pc. | 1 | pc. | 134 | 85444290900 | cable cord | low voltage cord
171102455 | 4008224607568 | Perilex plug plus connection cable | 47.7804 | 25 | 1 | pc. | 1 | pc. | 134 | 85366990990 | plug and coupling | plug and coupling
174102001 | 4008223955486 | 2-way adapter: connections for 2 Euro-plugs (2x 2.5 A), with shutter | 4.1437 | 25 | 1 | pc. | 20 | pc. | 141 | 85366990990 | adapter / travel plug | adapter
174105004 | 4008223955509 | 2-way adapter: connections for 2 Euro-plugs (2x 2.5 A), with shutter | 4.1437 | 25 | 1 | pc. | 5 | pc. | 141 | 85366990990 | adapter / travel plug | adapter
174900003 | 4008224502719 | 3-way adapter: connections for 3 Euro-plugs (3x 2.5 A), suitable for earthed socket outlet with central earth contact, extra flat | 5.6119 | 25 | 1 | pc. | 10 | pc. | 141 | 85366990990 | adapter / travel plug | adapter
174902005 | 4008224413954 | 3-way adapter: connections for 3 Euro-plugs (3x 2.5 A), suitable for earthed socket outlet with central earth contact, extra flat | 5.6119 | 25 | 1 | pc. | 10 | pc. | 141 | 85366990990 | adapter / travel plug | adapter
174902081 | 4008224608305 | 3-way adapter, set with 2 pcs.: connections for 3 Euro-plugs (3x 2.5 A), suitable for earthed socket outlet with central earth contact, extra flat | 12.9857 | 25 | 1 | pc. | 5 | pc. | 141 | 85366990990 | adapter / travel plug | adapter
174905008 | 4008224413961 | 3-way adapter: connections for 3 Euro-plugs (3x 2.5 A), suitable for earthed socket outlet with central earth contact, extra flat | 5.6119 | 25 | 1 | pc. | 10 | pc. | 141 | 85366990990 | adapter / travel plug | adapter
177602009 | 4008223965522 | Euro- and earthed plug-adapter: connections for 2 Euro-and 1 grounding-type plug, with shutter | 6.9986 | 25 | 1 | pc. | 10 | pc. | 141 | 85366990990 | adapter / travel plug | adapter
177605002 | 4008224142175 | Euro- and earthed plug-adapter: connections for 2 Euro-and 1 grounding-type plug, with shutter | 6.9986 | 25 | 1 | pc. | 10 | pc. | 141 | 85366990990 | adapter / travel plug | adapter
179602001 | 4008224176545 | DUOversal®-Adapter for 2 Euro- and 1 grounding-type-plug or 4 Euro-plugs, with shutter, white | 8.4016 | 25 | 1 | pc. | 10 | pc. | 141 | 85366990990 | adapter / travel plug | adapter
179605004 | 4008224176552 | DUOversal®-Adapter for 2 Euro- and 1 grounding-type-plug or 4 Euro-plugs, black | 8.4016 | 25 | 1 | pc. | 10 | pc. | 141 | 85366990990 | adapter / travel plug | adapter
197508004 | 4008224608367 | Safe-box, mountable | 17.5699 | 25 | 1 | pc. | 3 | pc. | 141 | 39269097900 | plug and coupling | plug and coupling
470112003 | 4008224555814 | Grounding-type adapter plug with illuminated 1-pole switch and shutter 3.680W, 16A, 250V, colour: arctic white | 8.1405 | 25 | 1 | pc. | 10 | pc. | 141 | 85365080900 | adapter / travel plug | adapter
470172081 | 4008224648813 | Plug-in dimmer switch, protective contact version with shutter, for incandescent lamps 20-200W, halogen lamps 20-200W and LED lamps 3-24W, Operating voltage: 220-240V~, 50Hz, protection IP20, colour: arctic white | 38.7777 | 25 | 1 | pc. | 6 | pc. | 141 | 85366990990 | adapter / travel plug | adapter
471302003 | 4008224519618 | Euro-adapter, connections for 3 Euro plugs in one earthed socket, (also suitable for Belgian/French earth system), with shutter, 3x2,5A, 250V~, colour: arctic white | 6.0524 | 25 | 1 | pc. | 10 | pc. | 141 | 85366990990 | adapter / travel plug | adapter
471305006 | 4008224519649 | Euro-adapter, connections for 3 Euro plugs in one earthed socket, (also suitable for Belgian/French earth system), with shutter, 3x2,5A, 250V~, colour: black | 6.0524 | 25 | 1 | pc. | 10 | pc. | 141 | 85366990990 | adapter / travel plug | adapter
473103017 | 4008224620222 | Adapter with 2-port USB A, max. 2.1A, DC 5V, protection IP20, colour: arctic white | 42.0078 | 25 | 1 | pc. | 4 | pc. | 141 | 85366990990 | adapter / travel plug | adapter
473202019 | 4008224666626 | Travel adapter - World to Europe, sockets for Switzerland, Italy, Brazil, UK, USA/Japan | 32.6438 | 25 | 1 | pc. | 3 | pc. | 141 | 85366990990 | adapter / travel plug | travel plug
705113009 | 4008224625937 | Central earth contact 2-way adapter (for export use only), oval, with shutter, 2x16A, 230V~/50Hz, protection IP20, colour: white | 8.4016 | 25 | 1 | pc. | 10 | pc. | 141 | 85366990990 | adapter / travel plug | adapter
705115001 | 4008224625944 | Central earth contact 2-way adapter (for export use only), oval, with shutter, 2x16A, 230V~/50Hz, protection IP20, colour: black | 8.4016 | 25 | 1 | pc. | 10 | pc. | 141 | 85366990990 | adapter / travel plug | adapter
705202002 | 4008224625906 | Central earth contact plug (for export use only), with shutter, 1-pole, illuminated switch, 1x16A, 230V~/50Hz, protection IP20, colour: white | 7.1944 | 25 | 1 | pc. | 10 | pc. | 141 | 85366990990 | adapter / travel plug | adapter
705205005 | 4008224625883 | Central earth contact plug (for export use only), with shutter, 1-pole illuminated switch, 1x16A, 230V~/50Hz, protection IP20, colour: black | 10.8649 | 25 | 1 | pc. | 10 | pc. | 141 | 85366990990 | adapter / travel plug | adapter
705205014 | 4008224625890 | Central earth contact 2-way adapter (for export use only), with shutter, 1-pole illuminated switch, 2x16A, 230V~/50Hz, Set of 2, protection IP20, colour: black | 17.3741 | 25 | 1 | pc. | 10 | pc. | 141 | 85366990990 | adapter / travel plug | adapter
705213002 | 4008224631211 | Central earth contact plug (for export use only), with shutter, 1-pole, protection IP20, colour: white | 8.5321 | 25 | 1 | pc. | 10 | pc. | 141 | 85366990990 | adapter / travel plug | adapter
170012049 | 4008224651622 | TPE-grounding-type plug, unbreakable, with 2 earth-contact to CEE 7/VII, with bend relief, for cable cross sections up to 3x1.5mm², protection IP20, colour: red | 11.2471 | 25 | 1 | pc. | 10 | pc. | 142 | 85366990990 | plug and coupling | plug and coupling
170016043 | 4008224651615 | TPE-grounding-type plug, unbreakable, with 2 earth-contact to CEE 7/VII, with bend relief, for cable cross sections up to 3x1.5mm², protection IP20, colour: black | 10.1176 | 25 | 1 | pc. | 10 | pc. | 142 | 85366990990 | plug and coupling | plug and coupling
170201009 | 4008220029074 | Plastic grounding-type plug (folding plug), one-piece housing, unbreakable, central lead-in, for cable cross sections up to 3x1.5mm², protection IP20, colour: white | 2.651 | 25 | 1 | pc. | 50 | pc. | 142 | 85366990990 | plug and coupling | plug and coupling for industry
170202000 | 4008224293273 | Plastic grounding-type plug (folding plug), one-piece housing, unbreakable, central lead-in, for cable cross sections up to 3x1.5mm², protection IP20, colour: arctic white | 2.651 | 25 | 1 | pc. | 50 | pc. | 142 | 85366990990 | plug and coupling | plug and coupling for industry
170202017 | 4008224628587 | Plastic grounding-type plug (folding plug), one piece housing, unbreakable, central lead-in, for cable sections up to 3x1,5mm², 16A, 250V~, protection IP20, colour: arctic white | 5.9608 | 25 | 1 | pc. | 20 | pc. | 142 | 85366990990 | plug and coupling | plug and coupling
170205003 | 4008220029234 | Plastic grounding-type plug (folding plug), one-piece housing, unbreakable, central lead-in, for cable cross sections up to 3x1.5mm², protection IP20, colour: black | 2.651 | 25 | 1 | pc. | 50 | pc. | 142 | 85366990990 | plug and coupling | plug and coupling for industry
170205010 | 4008224628594 | Plastic grounding-type plug (folding plug), one- piece housing, unbreakable, central lead-in, for cable sections up to 3x1,5mm², 16A, 250V~, protection IP20, colour: black | 5.9608 | 25 | 1 | pc. | 10 | pc. | 142 | 85366990990 | plug and coupling | plug and coupling
170207005 | 4008222589392 | Plastic grounding-type plug (folding plug) - one-piece housing, unbreakable, central lead-in, for cable cross sections up to 3x1,5 mm², 16 A, 250 V~, protection IP20, colour: gold | 3.3412 | 25 | 1 | pc. | 50 | pc. | 142 | 85366990990 | plug and coupling | plug and coupling
170313001 | 4008224628600 | Plastic protective contact plug with removal aid, for cable cross-sections up to 3x1.5mm², 16 A, 250V~, protection IP20, colour: arctic white | 4.7216 | 25 | 1 | pc. | 10 | pc. | 142 | 85366990990 | plug and coupling | plug and coupling
170315005 | 4008224628617 | Plastic protective contact plug with removal aid, for cable cross-sections up to 3x1.5mm², 16 A, 250V~, protection IP20, colour: black | 4.7216 | 25 | 1 | pc. | 10 | pc. | 142 | 85366990990 | plug and coupling | plug and coupling
170402006 | 4008224238595 | Plastic grounding-type angle plug, with switch, cable entry on side, with 2 earth contacts to CEE 7/VII, up to 3 x 1.5mm², protection IP20, colour: arctic white | 14.4784 | 25 | 1 | pc. | 10 | pc. | 142 | 85366990990 | plug and coupling | plug and coupling
170405009 | 4008224244527 | Plastic grounding-type angle plug, with switch, cable entry on side, with 2 earth contacts to CEE 7/VII, up to 3 x 1.5mm² | 14.4784 | 25 | 1 | pc. | 5 | pc. | 142 | 85366990990 | plug and coupling | plug and coupling
170516048 | 4008224227803 | Rubber plug for illumination cable, with bend relief | 20.9882 | 25 | 1 | pc. | 10 | pc. | 142 | 85366990990 | plug and coupling | plug and coupling
171101454 | 4008224618519 | Perilex Plug rewireable white with centre | 38.7765 | 25 | 1 | pc. | 1 | pc. | 142 | 85366990990 | plug and coupling | plug and coupling
172002037 | 4008224588812 | Plastic grounding-type angle plug, extra flat (8mm), cable entry on the side, with 2 earth contacts to CEE 7/VII, up to 3 x 1.5mm² | 17.6941 | 25 | 1 | pc. | 3 | pc. | 142 | 85366990990 | plug and coupling | plug and coupling
172005030 | 4008224588829 | Plastic grounding-type angle plug, extra flat (8mm), cable entry on the side, with 2 earth contacts to CEE 7/VII, up to 3 x 1.5mm² | 17.6941 | 25 | 1 | pc. | 3 | pc. | 142 | 85366990990 | plug and coupling | plug and coupling
173002007 | 4008224238656 | Grounding-type plug, polyamide/PVC, unbreakable, with 2 earth-contact to CEE 7/VII, with bend relief, for cable cross sections up to 3 x 1.5mm² | 7.4039 | 25 | 1 | pc. | 10 | pc. | 142 | 85366990990 | plug and coupling | plug and coupling
173004009 | 4008224158336 | Grounding-type plug, polyamide/PVC, unbreakable, with 2 earth-contact to CEE 7/VII, with bend relief, for cable cross sections up to 3 x 1.5mm² | 7.4039 | 25 | 1 | pc. | 10 | pc. | 142 | 85366990990 | plug and coupling | plug and coupling
173012004 | 4008224586689 | Grounding-type plug, polyamide/SEBS, unbreakable, with 2 earth-contact to CEE 7/VII, with bend relief, for cable cross sections up to 3 x 1.5mm² | 8.4549 | 25 | 1 | pc. | 5 | pc. | 142 | 85366990990 | plug and coupling | plug and coupling
173016008 | 4008223526099 | Grounding-type plug, polyamide/SEBS, unbreakable, with 2 earth-contact to CEE 7/VII, with bend relief, for cable cross sections up to 3 x 1.5mm² | 7.4039 | 25 | 1 | pc. | 10 | pc. | 142 | 85366990990 | plug and coupling | plug and coupling
173016046 | 4008224224772 | CEE-duo plug with hinged lid, 3-pole | 6.949 | 25 | 1 | pc. | 10 | pc. | 142 | 85366990990 | CEE material | CEE material
173016053 | 4008224381338 | Grounding-type plug, with 2 earth-contacts to CEE 7/VII, for cable cross sections up to 3 x 1.5mm² | 6.949 | 25 | 1 | pc. | 20 | pc. | 142 | 85366990990 | plug and coupling | plug and coupling for industry
175701009 | 4008223577077 | Plastic grounding-type plug, with 2 earth-contacts to CEE 7/VII, up to 3 x 1.5mm², (bulk packed wit EAN-label) | 2.149 | 25 | 1 | pc. | 50 | pc. | 142 | 85366990990 | plug and coupling | plug and coupling
175701054 | 4008224620017 | Plastic grounding-type plug, with 2 earth-contacts to CEE 7/VII, up to 3 x 1.5mm² | 2.1333 | 25 | 1 | pc. | 50 | pc. | 142 | 85366990990 | plug and coupling | plug and coupling for industry
175702000 | 4008224238540 | Plastic grounding-type plug, with 2 earth-contacts to CEE 7/VII, up to 3 x 1.5mm², (bulk packed wit EAN-label) | 2.149 | 25 | 1 | pc. | 50 | pc. | 142 | 85366990990 | plug and coupling | plug and coupling
175702055 | 4008224620024 | Plastic grounding-type plug, with 2 earth-contacts to CEE 7/VII, up to 3 x 1.5mm² | 2.1333 | 25 | 1 | pc. | 50 | pc. | 142 | 85366990990 | plug and coupling | plug and coupling for industry
175705003 | 4008223577497 | Plastic grounding-type plug, with 2 earth-contacts to CEE 7/VII, up to 3 x 1.5mm², (bulk packed wit EAN-label) | 2.149 | 25 | 1 | pc. | 25 | pc. | 142 | 85366990990 | plug and coupling | plug and coupling
175705058 | 4008224620031 | Plastic grounding-type plug, with 2 earth-contacts to CEE 7/VII, up to 3 x 1.5mm² | 2.1333 | 25 | 1 | pc. | 50 | pc. | 142 | 85366990990 | plug and coupling | plug and coupling for industry
175706004 | 4008223577237 | Plastic grounding-type plug, with 2 earth-contacts to CEE 7/VII, up to 3 x 1.5mm², (bulk packed wit EAN-label) | 2.149 | 25 | 1 | pc. | 25 | pc. | 142 | 85366990990 | plug and coupling | plug and coupling
175707005 | 4008223577640 | Plastic grounding-type plug, with 2 earth-contacts to CEE 7/VII, up to 3 x 1.5mm², (bulk packed wit EAN-label) | 2.5882 | 25 | 1 | pc. | 25 | pc. | 142 | 85366990990 | plug and coupling | plug and coupling
175720002 | 4008224552813 | Plastic grounding-type plug, with 2 earth-contacts to CEE 7/VII, up to 3 x 1.5mm², (bulk packed wit EAN-label) | 2.5882 | 25 | 1 | pc. | 25 | pc. | 142 | 85366990990 | plug and coupling | plug and coupling
177013009 | 4008224652353 | Euro plug rewireable in white 2st | 5.898 | 25 | 1 | pc. | 10 | pc. | 142 | 85366990990 | adapter / travel plug | adapter
177015001 | 4008224652384 | Euro angle plug rewireable black 2 pieces | 5.898 | 25 | 1 | pc. | 10 | pc. | 142 | 85366990990 | adapter / travel plug | adapter
177050004 | 4008224652360 | Euro plug rewireable in black 2 pieces | 5.4588 | 25 | 1 | pc. | 10 | pc. | 142 | 85366990990 | adapter / travel plug | adapter
177092004 | 4008224652377 | Euro angle plug rewireable in white 2st | 5.898 | 25 | 1 | pc. | 10 | pc. | 142 | 85366990990 | adapter / travel plug | adapter
178216009 | 4008224452816 | Rubber grounding-type angle plug, heavy duty, with bend relief, unbreakable, impact resistant, for c able cross sections up to 3 x 2.5mm² | 17.6627 | 25 | 1 | pc. | 10 | pc. | 142 | 85366990990 | plug and coupling | plug and coupling
178216054 | 4008224456609 | Rubber grounding-type angle plug, heavy duty, 2 earth contacts to CEE standard 7/VII, unbreakable, for cable sections up to 3 x 2.5mm² | 16.2824 | 25 | 1 | pc. | 10 | pc. | 142 | 85366990990 | plug and coupling | plug and coupling for industry
178501006 | 4008224023252 | Plastic grounding-type angle plug, cable entry on the side, 2 earth contacts to CEE 7/VII, extra flat, up to 3 x 1.5mm², (bulk packed with EAN-label) | 3.4667 | 25 | 1 | pc. | 50 | pc. | 142 | 85366990990 | plug and coupling | plug and coupling
178501051 | 4008224620048 | Plastic grounding-type angle plug, cable entry on the side, with 2 earth contacts to CEE 7/VII, extra flat, up to 3 x 1.5mm² | 3.4353 | 25 | 1 | pc. | 50 | pc. | 142 | 85366990990 | plug and coupling | plug and coupling for industry
178502007 | 4008224238564 | Plastic grounding-type angle plug, cable entry on the side, 2 earth contacts to CEE 7/VII, extra flat, up to 3 x 1.5mm², (bulk packed with EAN-label) | 3.4667 | 25 | 1 | pc. | 50 | pc. | 142 | 85366990990 | plug and coupling | plug and coupling
178502052 | 4008224381345 | Plastic grounding-type angle plug, cable entry on the side, with 2 earth contacts to CEE 7/VII, extra flat, up to 3 x 1.5mm² | 3.4353 | 25 | 1 | pc. | 50 | pc. | 142 | 85366990990 | plug and coupling | plug and coupling for industry
178505000 | 4008224176538 | Plastic grounding-type angle plug, cable entry on the side, 2 earth contacts to CEE 7/VII, extra flat, up to 3 x 1.5mm², (bulk packed with EAN-label) | 3.4667 | 25 | 1 | pc. | 25 | pc. | 142 | 85366990990 | plug and coupling | plug and coupling
178506001 | 4008224023269 | Plastic grounding-type angle plug, cable entry on the side, 2 earth contacts to CEE 7/VII, extra flat, up to 3 x 1.5mm², (bulk packed with EAN-label) | 3.6863 | 25 | 1 | pc. | 25 | pc. | 142 | 85366990990 | plug and coupling | plug and coupling
178520009 | 4008224552837 | Plastic grounding-type angle plug, cable entry on the side, 2 earth contacts to CEE 7/VII, extra flat, up to 3 x 1.5mm², (bulk packed with EAN-label) | 3.8431 | 25 | 1 | pc. | 25 | pc. | 142 | 85366990990 | plug and coupling | plug and coupling
179016004 | 4008224452830 | Rubber grounding-type plug, heavy duty with bend relief, unbreakable, impact resistant, for cable cross sections up to 3 x 2.5mm² | 10.9804 | 25 | 1 | pc. | 10 | pc. | 142 | 85366990990 | plug and coupling | plug and coupling
179016059 | 4008224513425 | Rubber grounding-type plug, 2 earth contacts to CEE 7/VII, heavy duty with bend relief, unbreakable, for cable cross sections up to 3 x 2.5mm² | 10.0392 | 25 | 1 | pc. | 10 | pc. | 142 | 85366990990 | plug and coupling | plug and coupling for industry
179512005 | 4008224586696 | Rubber grounding-type plug, heavy duty with bend relief, unbreakable, impact resistant, for cable cross sections up to 3 x 2.5mm² | 10.5255 | 25 | 1 | pc. | 10 | pc. | 142 | 85366990990 | plug and coupling | plug and coupling
179516009 | 4008224158343 | Rubber grounding-type plug, heavy duty with bend relief, unbreakable, impact resistant, for cable cross sections up to 3 x 2.5mm² | 8.4549 | 25 | 1 | pc. | 10 | pc. | 142 | 85366990990 | plug and coupling | plug and coupling
179516054 | 4008224381376 | Rubber grounding-type plug, heavy duty with bend relief, unbreakable, impact resistant, for cable cross sections up to 3 x 2.5mm² | 8.2196 | 25 | 1 | pc. | 10 | pc. | 142 | 85366990990 | plug and coupling | plug and coupling for industry
179702004 | 4008224651332 | Grounding-type plug, IP44, central lead-in, with 2 earth contacts to CEE standard 7/VII, with bend relief, unbreakable, Insert: Polyamide, Cap: PVC, for cable cross sections up to 3x1,5mm², 16A, 250V~, black | 5.2706 | 25 | 1 | pc. | 20 | pc. | 142 | 85366990990 | plug and coupling | plug and coupling
179704006 | 4008224158367 | Grounding-type plug, polyamide/PVC, unbreakable, with 2 earth-contact to CEE 7/VII, with bend relief, for cable cross sections up to 3 x 1.5mm² | 5.2706 | 25 | 1 | pc. | 20 | pc. | 142 | 85366990990 | plug and coupling | plug and coupling
179712001 | 4008224651325 | Grounding-type plug, IP44, central lead-in, with 2 earth contacts to CEE standard 7/VII, with bend relief, unbreakable, Insert: Polyamide, Cap: PVC, for cable cross sections up to 3x1,5mm², 16A, 250V~, black | 5.2706 | 25 | 1 | pc. | 20 | pc. | 142 | 85366990990 | plug and coupling | plug and coupling
179716005 | 4008224158381 | Grounding-type plug, polyamide/PVC, unbreakable, with 2 earth-contact to CEE 7/VII, with bend relief, for cable cross sections up to 3 x 1.5mm² | 5.2706 | 25 | 1 | pc. | 20 | pc. | 142 | 85366990990 | plug and coupling | plug and coupling
179716043 | 4008224224802 | CEE-plug with short entry bush, 5-pole | 5.2706 | 25 | 1 | pc. | 20 | pc. | 142 | 85366990990 | CEE material | CEE material
180012046 | 4008224651646 | Rubber grounding-type coupling, IP20, large model with bend relief, unbreakable, impact resistant, form stabil Insert: Rubber/PA, Cap: Rubber, for cable cross sections up to 3x2,5mm², 16A, 250V~, black | 10.0078 | 25 | 1 | pc. | 10 | pc. | 142 | 85366990990 | plug and coupling | plug and coupling
180016040 | 4008224651639 | Rubber grounding-type coupling, IP20, large model with bend relief, unbreakable, impact resistant, form stabil Insert: Rubber/PA, Cap: Rubber, for cable cross sections up to 3x2,5mm², 16A, 250V~, black | 8.6431 | 25 | 1 | pc. | 10 | pc. | 142 | 85366990990 | plug and coupling | plug and coupling
180412000 | 4008224586702 | Rubber grounding-type coupling, large model with bend relief, unbreakable, impact resistant, for cable cross sections up to 3 x 2.5mm² | 13.1137 | 25 | 1 | pc. | 5 | pc. | 142 | 85366990990 | plug and coupling | plug and coupling
180416004 | 4008224385367 | Rubber grounding-type coupling, large model with bend relief, unbreakable, impact resistant, for cable cross sections up to 3 x 2.5mm² | 10.4784 | 25 | 1 | pc. | 10 | pc. | 142 | 85366990990 | plug and coupling | plug and coupling for industry
180416066 | 4008224470162 | Rubber grounding-type coupling, large model with bend relief, polyamide/rubber, unbreakable, impact resistant, up to 3 x 2.5mm² | 10.9961 | 25 | 1 | pc. | 10 | pc. | 142 | 85366990990 | plug and coupling | plug and coupling
180616000 | 4008223447219 | Rubber grounding-type coupling, with plug locking, bend relief, for cable cross sections up to 3 x 2 .5mm² | 18.5098 | 25 | 1 | pc. | 10 | pc. | 142 | 85366990990 | plug and coupling | plug and coupling
180616048 | 4008224187107 | Rubber grounding-type coupling, with plug locking, bend relief, for cable cross sections up to 3 x 2 .5mm² | 19.0275 | 25 | 1 | pc. | 5 | pc. | 142 | 85366990990 | plug and coupling | plug and coupling
180716003 | 4008221849947 | Rubber-Grounding-type coupling, with bend relief, polyamide/SEBS, unbreakable, for cable cross sections up to 3 x 1.5mm² | 6.7294 | 25 | 1 | pc. | 10 | pc. | 142 | 85366990990 | plug and coupling | plug and coupling
180802005 | 4008224403917 | Coupling UPS arctic-white | 5.5843 | 25 | 1 | pc. | 10 | pc. | 142 | 85366990990 | plug and coupling | plug and coupling
180805008 | 9008221808055 | Plastic coupling (French system), 16A, 250 V~ for cable cross sections up to 3x1,5mm², protection IP20, colour: black | 5.5843 | 25 | 1 | pc. | 10 | pc. | 142 | 85366990990 | plug and coupling | plug and coupling
180806009 | 4008224202855 | coupling UPS brown | 5.5843 | 25 | 1 | pc. | 10 | pc. | 142 | 85366990990 | plug and coupling | plug and coupling
180912005 | 4008224586719 | Rubber grounding-type coupling, large model with bend relief, unbreakable, impact resistant, form stabile, for cable cross sections up to 3 x 2.5mm² | 15.2314 | 25 | 1 | pc. | 10 | pc. | 142 | 85366990990 | plug and coupling | plug and coupling
180916009 | 4008224263498 | Rubber grounding-type coupling, large model with bend relief, unbreakable, impact resistant, form stabile, for cable cross sections up to 3 x 2.5mm² | 13.349 | 25 | 1 | pc. | 10 | pc. | 142 | 85366990990 | plug and coupling | plug and coupling
181016003 | 4008224263504 | Rubber grounding-type coupling, with caps, unbreakable, impact resistant, for cable cross sections up to 3 x 2.5mm² | 15.6863 | 25 | 1 | pc. | 10 | pc. | 142 | 85366990990 | plug and coupling | plug and coupling
181416005 | 4008224385374 | Rubber grounding-type coupling, large model with bend relief, unbreakable, impact resistant, for cable cross sections up to 3 x 2.5mm² | 13.349 | 25 | 1 | pc. | 10 | pc. | 142 | 85366990990 | plug and coupling | plug and coupling for industry
181416067 | 4008224470179 | Rubber grounding-type coupling, large model with bend relief, unbreakable, impact resistant, for cable cross sections up to 3 x 2.5mm² | 13.349 | 25 | 1 | pc. | 5 | pc. | 142 | 85366990990 | plug and coupling | plug and coupling
181605010 | 4008224667128 | solid rubber coupl. 3-w IP44 | 73.5529 | 25 | 1 | pc. | 1 | pc. | 142 | 85366990990 | plug and coupling | plug and coupling
181716004 | 9008221817163 | Rubber coupl.UPS IP20 black | 8.4549 | 25 | 1 | pc. | 10 | pc. | 142 | 85366990990 | plug and coupling | plug and coupling
181816007 | 9008221818160 | rubber coupl/spl.cap UPS IP20 bl | 12.6902 | 25 | 1 | pc. | 10 | pc. | 142 | 85366990990 | plug and coupling | plug and coupling
182101005 | 4008220039394 | Plastic grounding-type coupling, unbreakable, for cable cross sections up to 3 x 1.5mm² | 6.102 | 25 | 1 | pc. | 10 | pc. | 142 | 85366990990 | plug and coupling | plug and coupling
182102006 | 4008224238670 | Plastic grounding-type coupling, unbreakable, for cable cross sections up to 3 x 1.5mm² | 6.102 | 25 | 1 | pc. | 10 | pc. | 142 | 85366990990 | plug and coupling | plug and coupling
182102051 | 4008224381420 | Plastic grounding-type coupling, unbreakable, for cable cross sections up to 3 x 1.5mm² | 6.102 | 25 | 1 | pc. | 10 | pc. | 142 | 85366990990 | plug and coupling | plug and coupling for industry
182105009 | 4008220039622 | Plastic grounding-type coupling, unbreakable, for cable cross sections up to 3 x 1.5mm² | 6.102 | 25 | 1 | pc. | 10 | pc. | 142 | 85366990990 | plug and coupling | plug and coupling
182105054 | 4008224381437 | Plastic grounding-type coupling, unbreakable, for cable cross sections up to 3 x 1.5mm² | 6.102 | 25 | 1 | pc. | 10 | pc. | 142 | 85366990990 | plug and coupling | plug and coupling for industry
182106000 | 4008221333484 | Plastic grounding-type coupling, unbreakable, for cable cross sections up to 3 x 1.5mm² | 6.102 | 25 | 1 | pc. | 10 | pc. | 142 | 85366990990 | plug and coupling | plug and coupling
182702004 | 4008224238700 | PVC-grounding-type coupling, unbreakable, with bend relief, for cable cross sections up to 3 x 1.5mm² | 6.7294 | 25 | 1 | pc. | 10 | pc. | 142 | 85366990990 | plug and coupling | plug and coupling
182704006 | 4008222363152 | PVC-grounding-type coupling, unbreakable, with bend relief, for cable cross sections up to 3 x 1.5mm² | 6.7294 | 25 | 1 | pc. | 10 | pc. | 142 | 85366990990 | plug and coupling | plug and coupling
182712001 | 4008224651318 | PVC-grounding-type coupling, unbreakable | 6.7294 | 25 | 1 | pc. | 10 | pc. | 142 | 85366990990 | plug and coupling | plug and coupling
183101006 | 4008224614689 | Plastic coupling, white | 11.2784 | 25 | 1 | pc. | 10 | pc. | 142 | 85366990990 | plug and coupling | plug and coupling
183202008 | 4008224662734 | Plastic grounding-type coupling with trigger, for cable cross section up to 3x1,5mm², 16 A, 250V ~, protection IP20, colour: black | 6.0863 | 25 | 1 | pc. | 10 | pc. | 142 | 85366990990 | plug and coupling | plug and coupling
183205003 | 4008224588959 | Plastic grounding-type coupling, unbreakable, for cable cross sections up to 3 x 1.5mm² | 4.0314 | 25 | 1 | pc. | 5 | pc. | 142 | 85366990990 | plug and coupling | plug and coupling
183206004 | 4008224588966 | Plastic grounding-type coupling, unbreakable, for cable cross sections up to 3 x 1.5mm² | 4.0314 | 25 | 1 | pc. | 25 | pc. | 142 | 85366990990 | plug and coupling | plug and coupling
183213008 | 4008224628624 | Plastic grounding-type coupling with trigger, colour arctic white, IP20 | 5.8196 | 25 | 1 | pc. | 10 | pc. | 142 | 85366990990 | plug and coupling | plug and coupling
183220002 | 4008224588980 | Plastic grounding-type coupling, unbreakable, for cable cross sections up to 3 x 1.5mm² | 4.9569 | 25 | 1 | pc. | 25 | pc. | 142 | 85366990990 | plug and coupling | plug and coupling
183229001 | 4008224588942 | Plastic grounding-type coupling, unbreakable, for cable cross sections up to 3 x 1.5mm² | 4.0314 | 25 | 1 | pc. | 10 | pc. | 142 | 85366990990 | plug and coupling | plug and coupling
183305013 | 4008224667135 | 3 way grounding-type plastic coupling-NL | 45.1765 | 25 | 1 | pc. | 5 | pc. | 142 | 85366990990 | plug and coupling | plug and coupling
183312017 | 4008224667142 | 3-way plastic grounding-type coupling, w | 45.1765 | 25 | 1 | pc. | 5 | pc. | 142 | 85366990990 | plug and coupling | plug and coupling
184216002 | 4008224621236 | Central-contact-coupling with cover, with increased touch protection, for heavy duty operations after 0620, for cable cross section up to 3x2,5mm², 16A, 250V ~, protection IP44, colour: black | 6.3216 | 25 | 1 | pc. | 10 | pc. | 142 | 85366990990 | plug and coupling | plug and coupling
184301003 | 4008224621243 | Central-contact-coupling PVC coupling, with increased touch protection, for cable cross section up to 3x1,5mm², 16A, 250V ~,protection IP20, colour: white | 5.7725 | 25 | 1 | pc. | 10 | pc. | 142 | 85366990990 | plug and coupling | plug and coupling
184304006 | 4008224621250 | Central-contact-coupling PVC coupling, with increased touch protection, for cable cross section up to 3x1,5mm², 16A, 250V ~,protection IP20, colour: grey | 5.7725 | 25 | 1 | pc. | 5 | pc. | 142 | 85366990990 | plug and coupling | plug and coupling
184305007 | 4008224621267 | MSK PVC coupling IP20, with increased touch protection, for cable cross section up to 3x1,5mm², 16A, 250V ~, protection IP20,colour: black | 5.7725 | 25 | 1 | pc. | 10 | pc. | 142 | 85366990990 | plug and coupling | plug and coupling
184416048 | 4008224651653 | Rubber grounding-type coupling, IP44, large model with bend relief, unbreakable, impact resistant, Insert: Polyamide, Cap: Rubber, for cable cross sections up to 3x2,5mm², 16A, 250V~, black | 12.9569 | 25 | 1 | pc. | 5 | pc. | 142 | 85366990990 | plug and coupling | plug and coupling
184513008 | 4008224652483 | PVC MSK-coupling with trigger (for export use only), with increased touch protection, for cable cross section up to 3x1,5mm², 16A,250V, protection IP20, colour: white | 5.0039 | 25 | 1 | pc. | 5 | pc. | 142 | 85444290900 | plug and coupling | plug and coupling
184515000 | 4008224652490 | PVC-MSK-coupling with trigger (for export use only), with increased touch protection, for cable cross section up to 3x1,5mm², 16A,250V, protection IP20, colour: black | 5.0039 | 25 | 1 | pc. | 5 | pc. | 142 | 85444290900 | plug and coupling | plug and coupling
187001007 | 4008224652469 | Euro coupling (for export use only), for cable cross sections up to 3x1.5mm², 2,5A, set of 2, protection IP20, colour: white | 6.698 | 25 | 1 | pc. | 10 | pc. | 142 | 85366990990 | plug and coupling | plug and coupling
187005001 | 4008224652476 | Euro coupling (for export use only), for cable cross sections up to 3x1.5mm², 2,5A, set of 2, protection IP20, colour: black | 6.698 | 25 | 1 | pc. | 10 | pc. | 142 | 85366990990 | plug and coupling | plug and coupling
190716017 | 4008224437882 | Rubber connection Set, with rubber plug and rubber coupling with plug looking, unbreakable, for cable e cross sections up to 3 x 2.5mm² | 26.4941 | 25 | 1 | pc. | 2 | pc. | 142 | 85366990990 | plug and coupling | plug and coupling
191305001 | 4008220043254 | Cord switch, 1 pole, 1 connecting clamp, rocker switch with strain relief, 250V~, 6A, white | 5.5529 | 25 | 1 | pc. | 10 | pc. | 142 | 85365080900 | lamp | cable switch
191305087 | 4008222889775 | Cord switch, 1 pole, 1 connecting clamp, rocker switch with strain relief, 250V~, 6A, black | 7.0745 | 25 | 1 | pc. | 10 | pc. | 142 | 85365080900 | lamp | cable switch
191307003 | 4008222589545 | Cord switch, 1 pole, 1 connecting clamp, rocker switch with strain relief, 250V~, 6A, gold | 6.2431 | 25 | 1 | pc. | 5 | pc. | 142 | 85365080900 | lamp | cable switch
191307089 | 4008222889935 | Cord switch, 1 pole, 1 connecting clamp, rocker switch with strain relief, 250V~, 6A, gold | 6.6667 | 25 | 1 | pc. | 10 | pc. | 142 | 85365080900 | lamp | cable switch
191310003 | 4008224555654 | flex.cord insertion switch 6A transp. | 8.6588 | 25 | 1 | pc. | 20 | pc. | 142 | 85365080900 | lamp | cable switch
191310089 | 4008224564083 | Cord switch, 1 pole, 1 connecting clamp, rocker switch with strain relief, 250V~, 6A, transparent | 9.7569 | 25 | 1 | pc. | 10 | pc. | 142 | 85365080900 | lamp | cable switch
191317000 | 4008220043667 | Cord switch, 1 pole, 1 connecting clamp, rocker switch with strain relief, 250V~, 6A, white | 5.5529 | 25 | 1 | pc. | 20 | pc. | 142 | 85365080900 | lamp | cable switch
191317086 | 4008222890092 | Cord switch, 1 pole, 1 connecting clamp, rocker switch with strain relief, 250V~, 6A, white | 7.0745 | 25 | 1 | pc. | 10 | pc. | 142 | 85365080900 | lamp | cable switch
191320000 | 4008224555647 | flex.cord insertion switch 6A silver | 4.6902 | 25 | 1 | pc. | 20 | pc. | 142 | 85365080900 | lamp | cable switch
191320086 | 4008224564076 | Cord switch, 1 pole, 1 connecting clamp, rocker switch with strain relief, 250V~, 6A, silver | 6.651 | 25 | 1 | pc. | 10 | pc. | 142 | 85365080900 | lamp | cable switch
191700008 | 4008220865955 | Built-in pull switch, 1-pole, switch-off, dimension: 27x15,6x11mm, 2A, 250V, colour: black | 6.7922 | 25 | 1 | pc. | 50 | pc. | 142 | 85365080900 | lamp | cable switch
191700084 | 4008222890177 | Built-in pull switch, 1-pole, switch-off, dimension: 27x15,6x11mm, 2A, 250V, colour: black | 6.2588 | 25 | 1 | pc. | 10 | pc. | 142 | 85365080900 | lamp | cable switch
191801088 | 4008222890252 | Foot switch, 1-pole, rocker switch with strain relief | 8.2039 | 25 | 1 | pc. | 10 | pc. | 142 | 85365080900 | lamp | cable switch
191805006 | 4008224614627 | Foot switch, 1-pole, rocker switch with strain relief, 250V~, 2A | 8.8314 | 25 | 1 | pc. | 5 | pc. | 142 | 85365080900 | lamp | cable switch
191807084 | 4008224227612 | Foot switch, 1-pole, rocker switch with strain relief | 9.4275 | 25 | 1 | pc. | 10 | pc. | 142 | 85365080900 | lamp | cable switch
191852084 | 4008222890337 | Foot switch, 1-pole, rocker switch with strain relief | 8.2039 | 25 | 1 | pc. | 10 | pc. | 142 | 85365080900 | lamp | cable switch
192117081 | 4008222890412 | Built-in push button, 1-pole, for 10mm hole, contents: 2 pcs. | 10.1804 | 25 | 1 | pc. | 10 | pc. | 142 | 85365080900 | lamp | cable switch
192812087 | 4008224199117 | Built-in rocker switch, 1-pole, illuminated, for home-appliance with snap-in fixing, mounting opening approx. 10 x 30mm | 7.7804 | 25 | 1 | pc. | 10 | pc. | 142 | 85365080900 | lamp | cable switch
193601008 | 4008220044244 | Cord switch, 2-pole, rocker switch with strain relief, for flat- and round cable, (bulk packed with EAN-label) | 11.8431 | 25 | 1 | pc. | 20 | pc. | 142 | 85365080900 | lamp | cable switch
193601084 | 4008222890580 | Cord switch, 2-pole, rocker switch with strain relief, for flat- and round cable | 11.8431 | 25 | 1 | pc. | 10 | pc. | 142 | 85365080900 | lamp | cable switch
193605002 | 4008220662905 | Cord switch, 2-pole, rocker switch with strain relief, for flat- and round cable, (bulk packed with EAN-label) | 11.8431 | 25 | 1 | pc. | 20 | pc. | 142 | 85365080900 | lamp | cable switch
193605088 | 4008222890665 | Cord switch, 2-pole, rocker switch with strain relief, for flat- and round cable | 11.8431 | 25 | 1 | pc. | 10 | pc. | 142 | 85365080900 | lamp | cable switch
193606003 | 4008221646737 | Cord switch, 2-pole, rocker switch with strain relief, for flat- and round cable, (bulk packed with EAN-label) | 11.8431 | 25 | 1 | pc. | 20 | pc. | 142 | 85365080900 | lamp | cable switch
193606089 | 4008222890740 | Cord switch, 2-pole, rocker switch with strain relief, for flat- and round cable | 11.8431 | 25 | 1 | pc. | 10 | pc. | 142 | 85365080900 | lamp | cable switch
210001042 | 4008224625425 | Cable lead 2m, 2x0,75mm², euro plug with cord switch and lamp holder of insulating material E27, 4 A, 250 V, white | 20.6118 | 25 | 1 | pc. | 3 | pc. | 142 | 85444290900 | lamp | lamp holder
210005046 | 4008224625418 | Cable lead 2m, 2x0,75mm², euro plug with cord switch and lamp holder of insulating material E27, 4 A, 250 V, black | 20.6118 | 25 | 1 | pc. | 3 | pc. | 142 | 85444290900 | lamp | lamp holder
210401013 | 4008224622554 | Porcelain / ceramic socket E27, mirror smooth surface, with screwed strain relief transparent, colour white | 28.7529 | 25 | 1 | pc. | 5 | pc. | 142 | 85366110900 | lamp | lamp holder
210405017 | 4008224622561 | Porcelain / ceramic socket E27, mirror smooth surface, with screwed strain relief black, colour black | 36.6118 | 25 | 1 | pc. | 5 | pc. | 142 | 85366110900 | lamp | lamp holder
210501009 | 9008222105016 | Lamp holder of insulating material, smooth sleeve, (bulk packed with EAN-label) | 3.6706 | 25 | 1 | pc. | 20 | pc. | 142 | 85366110900 | lamp | lamp holder
210501016 | 4008224622592 | Insulating socket, E27, smooth coat, with screwed strain relief white, with EAN label, white | 4.6588 | 25 | 1 | pc. | 20 | pc. | 142 | 85366110900 | lamp | lamp holder
210501085 | 4008224293297 | Lamp holder of insulating material, smooth sleeve, (2 pcs. In DIY packaging) | 5.4588 | 25 | 1 | pc. | 10 | pc. | 142 | 85366110900 | lamp | lamp holder
210515000 | 4008221000249 | Lamp holder of insulating material, smooth sleeve, (bulk packed with EAN-label) | 5.4588 | 25 | 1 | pc. | 20 | pc. | 142 | 85366110900 | lamp | lamp holder
210515017 | 4008224622608 | Insulating socket, E27, smooth coat, with screwed strain relief black, with EAN label, black | 4.6588 | 25 | 1 | pc. | 20 | pc. | 142 | 85366110900 | lamp | lamp holder
210515086 | 4008222890900 | Lamp holder of insulating material, smooth sleeve, (2 pcs. In DIY packaging) | 5.4588 | 25 | 1 | pc. | 10 | pc. | 142 | 85366110900 | lamp | lamp holder
210601040 | 4008224625166 | Lamp holder of insulating material, Bakelite, E27, smooth sleeve, 4A, 250V, M10x1, colour: white | 4.6275 | 25 | 1 | pc. | 10 | pc. | 142 | 85366110900 | lamp | lamp holder
210605044 | 4008224625173 | Lamp holder of insulating material, Bakelite, E27, smooth sleeve, 4A, 250V, M10x1, colour: black | 4.6275 | 25 | 1 | pc. | 10 | pc. | 142 | 85366110900 | lamp | lamp holder
211101008 | 9008222211700 | Lamp holder of insulating material, smooth sleeve, (bulk packed with EAN-label) | 4.1098 | 25 | 1 | pc. | 10 | pc. | 142 | 85366110900 | lamp | lamp holder
211115009 | 4008220865535 | Lamp holder of insulating material, smooth sleeve, (bulk packed with EAN-label) | 4.5333 | 25 | 1 | pc. | 10 | pc. | 142 | 85366110900 | lamp | lamp holder
211201049 | 4008224625180 | Lamp holder of Bakelite, E14, smooth sleeve, 4A, 250V, M10x1, bulk packed with EAN-label, colour: white | 4.2196 | 25 | 1 | pc. | 5 | pc. | 142 | 85366110900 | lamp | lamp holder
211701082 | 4008224293228 | Lamp holder of insulating material, smooth sleeve, (2 pcs. In DIY packaging) | 8.2196 | 25 | 1 | pc. | 10 | pc. | 142 | 85366110900 | lamp | lamp holder
211715083 | 4008222891082 | Lamp holder of insulating material, smooth sleeve, (2 pcs. In DIY packaging) | 8.2196 | 25 | 1 | pc. | 10 | pc. | 142 | 85366110900 | lamp | lamp holder
211801047 | 4008224625197 | Lamp holder of insulating material, smooth cover, with fastening angle, E14, white, 4 A, 250 V, M10, Polybag with header | 5.302 | 25 | 1 | pc. | 5 | pc. | 142 | 85366110900 | lamp | lamp holder
211915089 | 4008224267557 | Lamp holder of insulating material, smooth cover, with fastening angle, contents: 2 pcs. | 5.4588 | 25 | 1 | pc. | 5 | pc. | 142 | 85366110900 | lamp | lamp holder
212005048 | 4008224625326 | Lamp holder of insulating material, with switch, E27, with threaded sleeve with locking, black, shrink foil with EAN-label | 11.2 | 25 | 1 | pc. | 3 | pc. | 142 | 85366110900 | lamp | lamp holder
212401008 | 9008222124017 | Insulating material socket, external threads with shade holder ring, with M10 threads on the top, (bulk packed with EAN-label) | 7.5294 | 25 | 1 | pc. | 10 | pc. | 142 | 85366110900 | lamp | lamp holder
212405040 | 4008224625470 | Lamp holder of insulating material, E27, 4 A, 250 V, with threaded sleeve with locking, black, Bakelite, shrink foil with EAN-label | 7.9843 | 25 | 1 | pc. | 10 | pc. | 142 | 85366110900 | lamp | lamp holder
212413045 | 4008224625456 | Lamp holder of insulating material, Bakelite, E27, colour: white | 6.3373 | 25 | 1 | pc. | 10 | pc. | 142 | 85366110900 | lamp | lamp holder
212415047 | 4008221403927 | Lamp holder of insulating material, threaded sleeve with locking ring, (2 pcs. In DIY packaging) | 7.5294 | 25 | 1 | pc. | 10 | pc. | 142 | 85366110900 | lamp | lamp holder
212415085 | 4008222891167 | Lamp holder of insulating material, threaded sleeve with locking ring, (bulk packed with EAN-label) | 6.6196 | 25 | 1 | pc. | 10 | pc. | 142 | 85366110900 | lamp | lamp holder
212501049 | 4008224625487 | Lamp holder of insulating material, E14, threaded sleeve with 2x shade holder ring, 4A, 250V, M10, male thread diameter 27.5mm, length: 57mm, inner diameter: 25.5mm, diameter outer ring: 43mm, shrink foil with EAN-label, colour: white | 4.2196 | 25 | 1 | pc. | 10 | pc. | 142 | 85366110900 | lamp | lamp holder
212515002 | 4008220712099 | Lamp holder of insulating material, threaded sleeve with locking ring, (bulk packed with EAN-label) | 3.4196 | 25 | 1 | pc. | 10 | pc. | 142 | 85366110900 | lamp | lamp holder
212515088 | 4008222891242 | Lamp holder of insulating material, threaded sleeve with locking ring, (2 pcs. In DIY packaging) | 6.102 | 25 | 1 | pc. | 10 | pc. | 142 | 85366110900 | lamp | lamp holder
212600003 | 4008220745837 | Lamp holder of insulating material, threaded sleeve with locking ring, (bulk packed with EAN-label) | 14.4471 | 25 | 1 | pc. | 5 | pc. | 142 | 85366110900 | lamp | lamp holder
212600010 | 4008224622585 | Metal E27 mounted externally threaded casing and screwed strain relief transparent, brass and metal faceplate ring E27, brass | 15.5137 | 25 | 1 | pc. | 10 | pc. | 142 | 85366110900 | lamp | lamp holder
212600041 | 4008224624411 | Metal-Lamp holder E27, M10, (Height: 75 mm, ⌀: 40 mm) brass | 29.2706 | 25 | 1 | pc. | 10 | pc. | 142 | 85366110900 | lamp | lamp holder
212600089 | 4008222891327 | Lamp holder of insulating material, threaded sleeve with locking ring, (2 pcs. In DIY packaging) | 15.5137 | 25 | 1 | pc. | 10 | pc. | 142 | 85366110900 | lamp | lamp holder
212620007 | 4008224625159 | LampholderE27+ring metal chro. | 16.9098 | 25 | 1 | pc. | 5 | pc. | 142 | 85366110900 | lamp | lamp holder
212620014 | 4008224622578 | Metal E27 mounted externally threaded casing and screwed strain relief transparent, chrome and metal faceplate ring E27, chrome | 15.702 | 25 | 1 | pc. | 10 | pc. | 142 | 85366110900 | lamp | lamp holder
212620045 | 4008224624404 | Metal-Lamp holder E27, M10, (Height: 75 mm, ⌀: 40 mm), black/chrome | 29.2706 | 25 | 1 | pc. | 10 | pc. | 142 | 85366110900 | lamp | lamp holder
212700006 | 9008222127001 | Lamp holder of insulating material, threaded sleeve with locking ring, (bulk packed with EAN-label) | 13.2392 | 25 | 1 | pc. | 5 | pc. | 142 | 85366110900 | lamp | lamp holder
212700082 | 4008222891402 | Lamp holder of insulating material, threaded sleeve with locking ring, (2 pcs. In DIY packaging) | 16.2039 | 25 | 1 | pc. | 10 | pc. | 142 | 85366110900 | lamp | lamp holder
212805035 | 4008224625371 | Candle lamph.E14 85mm 2st. | 6.5412 | 25 | 1 | pc. | 5 | pc. | 142 | 85366110900 | lamp | lamp holder
212815032 | 4008224625388 | Candle lamph.E14 65mm 2st. | 6.5412 | 25 | 1 | pc. | 5 | pc. | 142 | 85366110900 | lamp | lamp holder
212900088 | 4008223961982 | Illumination lamp holder, protection against rain, for cable flat 13,5 x 5,5mm | 7.0745 | 25 | 1 | pc. | 10 | pc. | 142 | 85366110900 | lamp | lamp holder
213000082 | 4008223961999 | Illumination lamp holder, protection against rain, for cable flat 13,5 x 5,5mm or 11 x 5mm | 8.0157 | 25 | 1 | pc. | 10 | pc. | 142 | 85366110900 | lamp | lamp holder
213301037 | 4008224625289 | Cover f. Candlelamph.85mm | 5.6784 | 25 | 1 | pc. | 5 | pc. | 142 | 85389099990 | lamp | lamp holder
213313036 | 4008224625296 | Cover for Candle lamp holder E14 65mm, 2pcs., colour: creme | 4.2039 | 25 | 1 | pc. | 5 | pc. | 142 | 85389099990 | lamp | lamp holder
214015085 | 4008224293280 | Lamp holder of insulating material, smooth cover, with fastening angle, contents: 2 pcs. | 6.4157 | 25 | 1 | pc. | 5 | pc. | 142 | 85366110900 | lamp | lamp holder
214301045 | 4008224625203 | Lamp holder of insulating material, E27, 2x external threads with shade holder ring, with M10 threads on the top, 4A, 250V, shrink foil with EAN-label, colour: ivory-white | 5.6941 | 25 | 1 | pc. | 10 | pc. | 142 | 85366110900 | lamp | lamp holder
214305049 | 4008224625210 | Lamp holder of insulating material, E27, 2x external threads with shade holder ring, with M10 threads on the top, 4A, 250V, shrink foil with EAN-label, colour: black | 5.6941 | 25 | 1 | pc. | 10 | pc. | 142 | 85366110900 | lamp | lamp holder
214401048 | 4008224625302 | Lamp holder of insulating material E27, 4A, 250V, with cover, with threaded sleeve with locking, shrink foil with EAN-label, colour: white | 8.4392 | 25 | 1 | pc. | 3 | pc. | 142 | 85366110900 | lamp | lamp holder
214405042 | 4008224625319 | Lamp holder of insulating material E27, 4A, 250V, with cover, with threaded sleeve with locking, shrink foil with EAN-label, colour: black | 6.9176 | 25 | 1 | pc. | 3 | pc. | 142 | 85366110900 | lamp | lamp holder
214601044 | 4008224625227 | Lamp holder for refurbishment E27, preassembled, with 13cm visible cable, H03VV-F2x0,75mm², insulating screw joint and strain relief, max. 75W, colour: white | 12.6588 | 25 | 1 | pc. | 10 | pc. | 142 | 85366110900 | lamp | lamp holder
214602007 | 4008224584845 | Lamp holder, for refurbishment, preassembled, with 15cm cable, insulating screw joint and strain relief | 7.2941 | 25 | 1 | pc. | 10 | pc. | 142 | 85366110900 | lamp | lamp holder
214615007 | 4008224594318 | Lamp holder, for refurbishment, preassembled, with 15cm cable, insulating screw joint and strain relief | 7.2941 | 25 | 1 | pc. | 10 | pc. | 142 | 85366110900 | lamp | lamp holder
214615038 | 4008224538916 | Lamp holder, for refurbishment, preassembled, with 15cm cable, insulating screw joint and strain relief, (3 pcs. In DIY packaging) | 11.3882 | 25 | 1 | pc. | 10 | pc. | 142 | 85366110900 | lamp | lamp holder
216000030 | 4008224625258 | Transition-Lamp holder from E27 to GU10, colour: white | 4.2196 | 25 | 1 | pc. | 5 | pc. | 142 | 85366190900 | lamp | lamp holder
216000092 | 4008224625265 | Transition-Lamp holder from E14 to GU10, colour: white | 4.2196 | 25 | 1 | pc. | 5 | pc. | 142 | 85366190900 | lamp | lamp holder
216001031 | 4008224654913 | Transition-Lamp holder from E14 to E27, colour: white | 8 | 25 | 1 | pc. | 5 | pc. | 142 | 85366190900 | lamp | lamp holder
216002032 | 4008224654920 | Transition-Lamp holder from E27 to E14, colour: white | 8 | 25 | 1 | pc. | 5 | pc. | 142 | 85366190900 | lamp | lamp holder
216201082 | 4008224606226 | Low Voltage Halogen, cable Silicon 150mm | 5.9294 | 25 | 1 | pc. | 10 | pc. | 142 | 85366110900 | lamp | lamp holder
216300039 | 4008224625272 | Halogen lamp holder GZ9 | 11.6078 | 25 | 1 | pc. | 5 | pc. | 142 | 85366190900 | lamp | lamp holder
216301085 | 4008224606219 | Halogen lamp holder GZ10, for HI-Spot ES50/ESD50, telephone wire 150mm, suitable for protection class II | 6.4157 | 25 | 1 | pc. | 10 | pc. | 142 | 85366110900 | lamp | lamp holder
341801010 | 4008224622714 | Metal-branch canopy, white and nut M10 with transparent strain relief, with mounting accessories, white | 22.3529 | 25 | 1 | pc. | 5 | pc. | 142 | 74198090990 | electrical installation accessory | mounting material
341803098 | 4008223332867 | Branch ceiling canopy, Ø75mm, height: 25mm, colour: pine | 26.5725 | 25 | 1 | pc. | 5 | pc. | 142 | 44219999990 | lamp | baldachin
341805007 | 4008224199254 | Plastic branch canopy, (bulk packed with EAN-label) | 3.3882 | 25 | 1 | pc. | 20 | pc. | 142 | 39269097900 | lamp | baldachin
341805014 | 4008224622721 | Metal ceiling canopy, Ø100mm, with strain relief, with mounting accessories, colour: black | 24.4078 | 25 | 1 | pc. | 5 | pc. | 142 | 74198090990 | lamp | baldachin
341806008 | 4008221330414 | Plastic branch canopy, (bulk packed with EAN-label) | 3.3882 | 25 | 1 | pc. | 20 | pc. | 142 | 39269097900 | lamp | baldachin
341807009 | 4008224199308 | Plastic branch canopy, (bulk packed with EAN-label) | 3.9686 | 25 | 1 | pc. | 20 | pc. | 142 | 39269097900 | lamp | baldachin
341807016 | 4008224622745 | Metal ceiling canopy, Ø100mm, with strain relief, with mounting accessories, colour: satin | 24.4078 | 25 | 1 | pc. | 5 | pc. | 142 | 74198090990 | lamp | baldachin
341817006 | 4008220063795 | Plastic branch canopy, (bulk packed with EAN-label) | 3.3882 | 25 | 1 | pc. | 20 | pc. | 142 | 39269097900 | lamp | baldachin
341817082 | 4008222909169 | Branch canopy, (DIY packaging) | 4.3294 | 25 | 1 | pc. | 10 | pc. | 142 | 39269097900 | lamp | baldachin
341820006 | 4008224584838 | Plastic branch canopy, (bulk packed with EAN-label) | 3.9686 | 25 | 1 | pc. | 20 | pc. | 142 | 39269097900 | lamp | baldachin
341840086 | 4008224628792 | Ceiling finish, round, Ø100mm, plate for covering installation boxes, colour: white | 2.1333 | 25 | 1 | pc. | 10 | pc. | 142 | 39269097900 | lamp | baldachin
342006081 | 4008222909084 | Branch-set: canopy, luminaire hanger and mounting material | 8.549 | 25 | 1 | pc. | 10 | pc. | 142 | 39269097900 | lamp | lamp holder
342017089 | 4008222908902 | Branch-set: canopy, luminaire hanger and mounting material | 8.549 | 25 | 1 | pc. | 10 | pc. | 142 | 39269097900 | lamp | lamp holder
342805008 | 4008224199230 | Plastic-ceiling canopy, Ø65mm, colour: black | 2.102 | 25 | 1 | pc. | 10 | pc. | 142 | 39269097900 | lamp | baldachin
342817007 | 4008220659462 | Plastic-ceiling canopy, Ø65mm, colour: white Diameter top opening outside 70mm, inside 65 mm; height 65 mm, hole diameter 7 mm. | 2.102 | 25 | 1 | pc. | 10 | pc. | 142 | 39269097900 | lamp | baldachin
342820007 | 4008224563994 | Plastic-ceiling canopy, Ø65mm, colour: silver | 2.9333 | 25 | 1 | pc. | 10 | pc. | 142 | 39269097900 | lamp | baldachin
343501006 | 4008224625395 | Plastic-ceiling canopy Ø110mm, colour: white | 3.5451 | 25 | 1 | pc. | 5 | pc. | 142 | 39269097900 | lamp | baldachin
343505000 | 4008224625401 | Plastic-ceiling canopy Ø110mm, colour: black | 3.5451 | 25 | 1 | pc. | 5 | pc. | 142 | 39269097900 | lamp | baldachin
344800081 | 4008223028937 | Luminaire hanging set: incl. 1 Threaded tube 30 and 80mm and 2 nuts M10x1 | 8.251 | 25 | 1 | pc. | 10 | pc. | 142 | 94059900900 | lamp | lamp holder
344801082 | 4008224628815 | Mounting for lamp holders (E14 and E27), 3 pieces in bag with rider | 7.6235 | 25 | 1 | pc. | 3 | pc. | 142 | 94059900900 | lamp | lamp holder
344802083 | 4008224628822 | Luminaire suspension set: brass-plated, 3x threaded tubes M10x1x40mm, 6x nuts M10x1 | 8.2667 | 25 | 1 | pc. | 3 | pc. | 142 | 94059900900 | lamp | lamp holder
370100094 | 4008224457194 | Luminaire connection set consisting of: 1 voltage tester, 3 luminaire terminals, 1 insulating tape (4,5m), 1 plug 6mm, 1 ceiling hook 50mm | 10.0706 | 25 | 1 | pc. | 10 | pc. | 142 | 90303370000 | lamp | lamp holder
370105082 | 4008224622837 | Strain relief for sockets with 10x1 thread, material: plastic, content: 3 pcs., colour: black | 6.0863 | 25 | 1 | pc. | 10 | pc. | 142 | 39269097900 | lamp | lamp holder
370110084 | 4008224622790 | Strain relief for sockets with 10x1 thread, material: plastic, content: 3 pcs., colour: transparent | 6.0863 | 25 | 1 | pc. | 10 | pc. | 142 | 39269097900 | lamp | lamp holder
370112086 | 4008224622813 | Plastic nut with M10 thread (content: 3 pieces in a bag with tab) | 4.0627 | 25 | 1 | pc. | 10 | pc. | 142 | 85366110900 | lamp | lamp holder
370113087 | 4008224622820 | Hooks / strain relief made of plastic (content: 3 pieces in a bag with tab) | 4.0627 | 25 | 1 | pc. | 10 | pc. | 142 | 39269097900 | lamp | lamp holder
705000518 | 5998220200186 | Lamp holder with M10 threads at the top, height approx. 55mm | 3.6392 | 25 | 1 | pc. | 10 | pc. | 142 | 85366110900 | lamp | lamp holder
705000532 | 5998220200209 | Lamp holder with M10 threads at the top and with hanger on the top, height approx. 60mm | 5.9294 | 25 | 1 | pc. | 5 | pc. | 142 | 85366110900 | lamp | lamp holder
705100111 | 8591798121104 | lamp holder of ceramics, E27, height: ca. 60mm, colour: beige/white | 9.1137 | 25 | 1 | pc. | 5 | pc. | 142 | 85366110900 | lamp | lamp holder
705100112 | 8591798121203 | lamp holder E27, ceramic, with suspension bracket, smooth sleeve, cap with screw thread, height: ca. 70mm, colour: beige/black | 7.6863 | 25 | 1 | pc. | 10 | pc. | 142 | 85366110900 | lamp | lamp holder
705243106 | 5905339021618 | lamp holder of ceramics, E27, with mounting bracket, rough sleeve, cap with screw thread, colour: white/beige | 3.5922 | 25 | 1 | pc. | 10 | pc. | 142 | 85366110900 | lamp | lamp holder
810502084 | 4008224628648 | Dimmer push/change over (phase control) | 90.1961 | 25 | 1 | pc. | 3 | pc. | 142 | 85365080900 | lamp | cable switch
810505087 | 4008224628655 | Dimmer push/change over (phase control) | 90.1961 | 25 | 1 | pc. | 3 | pc. | 142 | 85365080900 | lamp | cable switch
810520086 | 4008224628631 | Dimmer push/change over (phase control) | 90.1961 | 25 | 1 | pc. | 3 | pc. | 142 | 85365080900 | lamp | cable switch
150805849 | 9008221508054 | Sheathed cable NYM-J 3G1,5 mm², 3-core, ring 5m, grey | 23.5733 | 25 | 1 | pc. | 1 | pc. | 151 | 85444995000 | cable cord | cord permanent installation
150810841 | 9008221508108 | Sheathed cable NYM-J 3G1,5 mm², 3-core, ring 10m, grey | 47.1956 | 25 | 1 | pc. | 1 | pc. | 151 | 85444995000 | cable cord | cord permanent installation
150825001 | 4008221508257 | Sheathed cable NYM-J 3G1,5 mm², 3-core, ring 25m, grey | 108.992 | 25 | 1 | pc. | 1 | pc. | 151 | 85444995000 | cable cord | cord permanent installation
151302017 | 4008224622486 | Twisted textile cable, 2-core, 2m, closed with cable ties, with braided nylon textile jacket, H05V-K 2x0,75mm², colour: beige | 26.0367 | 25 | 1 | pc. | 10 | pc. | 151 | 85444995000 | cable cord | textile cord
151302024 | 4008224622493 | Twisted wire cable, 2-core, 2 meters, closed with cable ties, with braided nylon textile jacket, H05V-K 2x0,75mm², colour: black | 26.0367 | 25 | 1 | pc. | 10 | pc. | 151 | 85444995000 | cable cord | textile cord
151302031 | 4008224622509 | Textile cable, 2-core, round, 2m, with linen-jacket, closed with cable ties, H03VV-F2x0,75mm², colour: beige/brown | 43.3782 | 25 | 1 | pc. | 10 | pc. | 151 | 85444995000 | cable cord | textile cord
151502020 | 4008224622448 | Textile cable, H03VV-F 2x0,75mm, colour: black | 23.1492 | 25 | 1 | pc. | 10 | pc. | 151 | 85444995000 | cable cord | textile cord
151502044 | 4008224622462 | Textile cable, H03VV-F 2x0,75mm, colour: black/white | 23.1492 | 25 | 1 | pc. | 10 | pc. | 151 | 85444995000 | cable cord | textile cord
151502051 | 4008224622479 | Textile cable, H03VV-F 2x0,75mm, 250V, colour: black | 28.8753 | 25 | 1 | pc. | 10 | pc. | 151 | 85444995000 | cable cord | textile cord
151502075 | 4008224639422 | Textile cable, H03VV-F 2x0,75mm, Bordeaux | 28.8753 | 25 | 1 | pc. | 10 | pc. | 151 | 85444995000 | cable cord | textile cord
151502082 | 4008224639439 | Textile cable, H03VV-F 2x0,75mm, colour: white | 28.8753 | 25 | 1 | pc. | 10 | pc. | 151 | 85444995000 | cable cord | textile cord
151502116 | 4008224639460 | Textile cable, H03VV-F 2x0,75mm, brown | 28.8753 | 25 | 1 | pc. | 10 | pc. | 151 | 85444995000 | cable cord | textile cord
151502123 | 4008224639477 | Textile cable, H03VV-F 2x0,75mm, silver | 28.8753 | 25 | 1 | pc. | 10 | pc. | 151 | 85444995000 | cable cord | textile cord
151502130 | 4008224639484 | Textile cable, H03VV-F 2x0,75mm, graphite | 28.8753 | 25 | 1 | pc. | 10 | pc. | 151 | 85444995000 | cable cord | textile cord
151502147 | 4008224639491 | Light PVC tubing cable, round, 2 meter ring, wound closed with cable ties, with braided paper jacket, H03VV-F3x0,75mm², 3-core, colour: brown | 43.3782 | 25 | 1 | pc. | 10 | pc. | 151 | 85444995000 | cable cord | textile cord
151507025 | 4008224669283 | Lightweight PVC cable, 3-wire, with nylon textile sheath, round, coiled and closed with cable ties, 2 metre ring, colour: beige zig-zag | 20.5879 | 25 | 1 | pc. | 5 | pc. | 151 | 85444290900 | cable cord | cord flexible installation
151509027 | 4008224669153 | Lightweight PVC cable, 2-wire, with nylon textile sheath, round, coiled and closed with cable ties, 2 metre ring, colour: beige zig-zag | 17.1457 | 25 | 1 | pc. | 5 | pc. | 151 | 85444290900 | cable cord | cord flexible installation
151510843 | 9008221515106 | Light plastic insulated cable H03VV-F 2x0,75mm², 2-core, ring 10m, white | 20.6369 | 25 | 1 | pc. | 1 | pc. | 151 | 85444995000 | cable cord | cord flexible installation
151511026 | 4008224669320 | Lightweight PVC cable, 3-wire, with nylon textile sheath, round, coiled and closed with cable ties, 2 metre ring, colour: black and white striped | 20.5879 | 25 | 1 | pc. | 5 | pc. | 151 | 85444290900 | cable cord | textile cord
151513028 | 4008224669306 | Lightweight PVC cable, 3-wire, with nylon textile sheath, twisted, coiled and closed with cable ties, 2 metre ring, colour: black | 20.5879 | 25 | 1 | pc. | 5 | pc. | 151 | 85444290900 | cable cord | textile cord
151525003 | 4008221515255 | Light plastic insulated cable, 2-core, colour: black | 47.1956 | 25 | 1 | pc. | 1 | pc. | 151 | 85444995000 | cable cord | cord flexible installation
151605844 | 9008221516059 | Light plastic insulated cable, 3-core, colour: white | 14.0951 | 25 | 1 | pc. | 1 | pc. | 151 | 85444995000 | cable cord | cord flexible installation
151610846 | 9008221516103 | Light plastic insulated cable, 3-core, colour: white | 25.4168 | 25 | 1 | pc. | 1 | pc. | 151 | 85444995000 | cable cord | cord flexible installation
151625006 | 4008221516252 | Light plastic insulated cable, 3-core, colour: white | 69.3333 | 25 | 1 | pc. | 1 | pc. | 151 | 85444995000 | cable cord | cord flexible installation
151705847 | 9008221517056 | Medium plastic insulated cable, H05VV-F 3Gx1mm², 3-core, ring 5m, white | 18.8587 | 25 | 1 | pc. | 1 | pc. | 151 | 85444995000 | cable cord | cord flexible installation
151710849 | 9008221517100 | Medium plastic insulated cable, H05VV-F 3Gx1mm², 3-core, ring 10m, white | 32.6764 | 25 | 1 | pc. | 1 | pc. | 151 | 85444995000 | cable cord | cord flexible installation
151805840 | 9008221518053 | Medium plastic insulated cable, 3-core, colour: white | 24.3075 | 25 | 1 | pc. | 1 | pc. | 151 | 85444995000 | cable cord | cord flexible installation
151810842 | 9008221518107 | Medium plastic insulated cable, 3-core, colour: white | 45.3522 | 25 | 1 | pc. | 1 | pc. | 151 | 85444995000 | cable cord | cord flexible installation
151825002 | 4008221518256 | Medium plastic insulated cable, 3-core, colour: white | 108.9757 | 25 | 1 | pc. | 1 | pc. | 151 | 85444995000 | cable cord | cord flexible installation
152210845 | 9008221522104 | Light plastic insulated cable, 2-core, colour: black | 20.6369 | 25 | 1 | pc. | 1 | pc. | 151 | 85444995000 | cable cord | cord flexible installation
152305846 | 9008221523057 | Light plastic insulated cable, 3-core, colour: black | 14.0951 | 25 | 1 | pc. | 1 | pc. | 151 | 85444995000 | cable cord | cord flexible installation
152310848 | 9008221523101 | Light plastic insulated cable, 3-core, colour: black | 25.4168 | 25 | 1 | pc. | 1 | pc. | 151 | 85444995000 | cable cord | cord flexible installation
152325008 | 4008221523250 | Light plastic insulated cable, 3-core, colour: black | 61.7148 | 25 | 1 | pc. | 1 | pc. | 151 | 85444995000 | cable cord | cord flexible installation
152405849 | 9008221524054 | Light plastic insulated cable, 3-core, colour: black | 19.8864 | 25 | 1 | pc. | 1 | pc. | 151 | 85444995000 | cable cord | cord flexible installation
152410841 | 9008221524108 | Light plastic insulated cable, 3-core, colour: black | 33.7531 | 25 | 1 | pc. | 1 | pc. | 151 | 85444995000 | cable cord | cord flexible installation
152425001 | 4008221524257 | Light plastic insulated cable, 3-core, colour: black | 91.3732 | 25 | 1 | pc. | 1 | pc. | 151 | 85444995000 | cable cord | cord flexible installation
153010840 | 9008221530109 | Sheathed cable, 5-core, colour: grey | 69.0234 | 25 | 1 | pc. | 1 | pc. | 151 | 85444995000 | cable cord | cord permanent installation
153025000 | 4008221530258 | Sheathed cable, 5-core, colour: grey | 156.2039 | 25 | 1 | pc. | 1 | pc. | 151 | 85444995000 | cable cord | cord permanent installation
153110843 | 9008221531106 | Sheathed cable, 3-core, colour: grey | 72.694 | 25 | 1 | pc. | 1 | pc. | 151 | 85444995000 | cable cord | cord permanent installation
153125003 | 4008221531255 | Sheathed cable, 3-core, colour: grey | 163.4962 | 25 | 1 | pc. | 1 | pc. | 151 | 85444995000 | cable cord | cord permanent installation
153210846 | 9008221532103 | Sheathed cable, 5-core, colour: grey | 119.8896 | 25 | 1 | pc. | 1 | pc. | 151 | 85444995000 | cable cord | cord permanent installation
153225006 | 4008221532252 | Sheathed cable, 5-core, colour: grey | 283.451 | 25 | 1 | pc. | 1 | pc. | 151 | 85444995000 | cable cord | cord permanent installation
153310045 | 4008222390530 | Underground cable, 3-core, colour: black | 50.8173 | 25 | 1 | pc. | 1 | pc. | 151 | 85444991000 | cable cord | cord permanent installation
153325009 | 4008221533259 | Underground cable, 3-core, colour: black | 119.8896 | 25 | 1 | pc. | 1 | pc. | 151 | 85444991000 | cable cord | cord permanent installation
153507007 | 4008224669290 | Light PVC 3x0,75 50m-coil be-str | 12.5289 | 25 | 1 | m | 50 | m | 151 | 85444290900 | cable cord | textile cord
153509009 | 4008224669207 | Light PVC hose line 50m-coil be-bl | 11.9906 | 25 | 1 | m | 50 | m | 151 | 85444995000 | cable cord | textile cord
153511009 | 4008224669337 | Light PVC 3x0,75 50m-coil b-str | 12.5289 | 25 | 1 | m | 50 | m | 151 | 85444995000 | cable cord | cord flexible installation
153513006 | 4008224669313 | Light PVC 3x0,75 50m-coil bl-tw | 12.5289 | 25 | 1 | m | 50 | m | 151 | 85444290900 | cable cord | textile cord
153599819 | 4008224622523 | Textile cable, H03VV-F 2x0,75mm, 50m on reel, colour: black | 11.5338 | 25 | 1 | m | 50 | m | 151 | 85444995000 | cable cord | textile cord
153599833 | 4008224622547 | Textile cable, H05V-K-F20, 75mm, twisted, 50m, beige | 13.002 | 25 | 1 | m | 50 | m | 151 | 85444995000 | cable cord | textile cord
153599840 | 4008224624114 | Textile cable, H03VV-F 2x0,75mm, 50m on reel | 10.8486 | 25 | 1 | m | 50 | m | 151 | 85444995000 | cable cord | textile cord
153599864 | 4008224624138 | Textile cable, H03VV-F 2x0,75mm, 50m, twisted, colour: black | 11.5338 | 25 | 1 | m | 50 | m | 151 | 85444995000 | cable cord | textile cord
153599871 | 4008224624145 | Textile cable, H03VV-F 2x0,75mm, 50m, brown | 13.002 | 25 | 1 | m | 50 | m | 151 | 85444995000 | cable cord | textile cord
153599888 | 4008224624121 | Textile cable, H03VV-F 2x0,75mm, 50m, 250V, colour: black | 11.5338 | 25 | 1 | m | 50 | m | 151 | 85444995000 | cable cord | textile cord
153599905 | 4008224639514 | Textile cable, H03VV-F 2x0,75mm, 50m, Bordeaux | 11.5338 | 25 | 1 | m | 50 | m | 151 | 85444995000 | cable cord | textile cord
153599912 | 4008224639521 | Textile cable, H03VV-F 2x0,75mm, 50m, colour: white | 11.5338 | 25 | 1 | m | 50 | m | 151 | 85444995000 | cable cord | textile cord
153599943 | 4008224639552 | Textile cable, H03VV-F 2x0,75mm, 50m, brown | 11.5338 | 25 | 1 | m | 50 | m | 151 | 85444995000 | cable cord | textile cord
153599950 | 4008224639569 | Light PVC tubing cable reel H03VV-F3x0,75mm², 3-core, with Rayon-textile-jacket | 11.5338 | 25 | 1 | m | 50 | m | 151 | 85444995000 | cable cord | textile cord
153599967 | 4008224639576 | Textile cable, H03VV-F 2x0,75mm, 50m, graphite | 11.5338 | 25 | 1 | m | 50 | m | 151 | 85444995000 | cable cord | textile cord
153599974 | 4008224639583 | Textile cable, H03VV-F 2x0,75mm, 50m, leash | 13.002 | 25 | 1 | m | 50 | m | 151 | 85444995000 | cable cord | textile cord
153705007 | 4008221537059 | Medium plastic insulated cable, 3-core, colour: black | 24.3075 | 25 | 1 | pc. | 1 | pc. | 151 | 85444995000 | cable cord | cord flexible installation
153710009 | 4008221537103 | Medium plastic insulated cable, 3-core, colour: black | 49.4632 | 25 | 1 | pc. | 1 | pc. | 151 | 85444995000 | cable cord | cord flexible installation
153725001 | 4008221537257 | Medium plastic insulated cable, 3-core, colour: black | 124.7347 | 25 | 1 | pc. | 1 | pc. | 151 | 85444995000 | cable cord | cord flexible installation
156002006 | 4008221560026 | Oven connection cable, 5-core, colour: white | 25.4168 | 25 | 1 | pc. | 1 | pc. | 151 | 85444991000 | cable cord | cord flexible installation
156005047 | 4008222391032 | Oven connection cable, 5-core, colour: white | 58.0605 | 25 | 1 | pc. | 1 | pc. | 151 | 85444991000 | cable cord | cord flexible installation
157410042 | 4008223738522 | Underground cable, 3-core, colour: black | 72.6613 | 25 | 1 | pc. | 1 | pc. | 151 | 85444991000 | cable cord | cord permanent installation
157425044 | 4008223738454 | Underground cable, 3-core, colour: black | 181.6696 | 25 | 1 | pc. | 1 | pc. | 151 | 85444991000 | cable cord | cord permanent installation
167510042 | 4008224651349 | PREMIUM coaxial cable> 110 dB, 10 m | 38.7614 | 25 | 1 | pc. | 1 | pc. | 151 | 85442000900 | cable cord | low voltage cord
167525044 | 4008224651356 | PREMIUM coaxial cable> 110 dB, 25m | 66.4784 | 25 | 1 | pc. | 1 | pc. | 151 | 85442000900 | cable cord | low voltage cord
167550040 | 4008224651363 | PREMIUM coaxial cable> 110 dB, 50 m | 110.7702 | 25 | 1 | pc. | 1 | pc. | 151 | 85442000900 | multi-media | antenna, cable, satellite
33346405 | 8711306464053 | WAGO clamp terminal-connectors, 3-pole, contents: 10 pcs. | 17.462 | 25 | 1 | pc. | 5 | pc. | 152 | 85369010000 | electrical installation accessory | cable accessory, clamp
33346407 | 8711306464077 | WAGO clamp terminal-connectors, 3-pole, contents: 5 pcs. | 9.4729 | 25 | 1 | pc. | 5 | pc. | 152 | 39174000990 | electrical installation accessory | cable accessory, clamp
33346409 | 8711306464091 | WAGO COMPACT-connectors, 3-pole, contents: 10 pcs. | 7.5749 | 25 | 1 | pc. | 5 | pc. | 152 | 85369010000 | electrical installation accessory | cable accessory, clamp
33346410 | 8711306464107 | WAGO COMPACT-connectors, 4-pole, contents: 10 pcs. | 8.7827 | 25 | 1 | pc. | 5 | pc. | 152 | 85369010000 | electrical installation accessory | cable accessory, clamp
33346412 | 8711306464121 | WAGO COMPACT-connectors, 5-pole, contents: 10 pcs. | 9.9733 | 25 | 1 | pc. | 5 | pc. | 152 | 85369010000 | electrical installation accessory | cable accessory, clamp
33346414 | 8711306464145 | Cage clamp connector, 1-way, contents: 10 pcs. | 9.542 | 25 | 1 | pc. | 5 | pc. | 152 | 73269098900 | electrical installation accessory | cable accessory, clamp
33346415 | 8711306464152 | WAGO clamp terminal-connectors, 2-pole, contents: 5 pcs. | 7.5749 | 25 | 1 | pc. | 5 | pc. | 152 | 39174000990 | electrical installation accessory | cable accessory, clamp
33346416 | 8711306464169 | WAGO COMPACT-connectors, 8-pole, contents: 10 pcs. | 17.3757 | 25 | 1 | pc. | 5 | pc. | 152 | 85369010000 | electrical installation accessory | cable accessory, clamp
33346418 | 8711306464183 | Cage clamp connector, 2-way, contents: 10 pcs. | 12.4925 | 25 | 1 | pc. | 1 | pc. | 152 | 85369010000 | electrical installation accessory | cable accessory, clamp
33346421 | 4008224622912 | Profi-pack WAGO clamp terminal-connectors/strips 2273-203 | 51.7647 | 25 | 1 | pc. | 1 | pc. | 152 | 85369010000 | electrical installation accessory | cable accessory, clamp
33346422 | 4008224622929 | Profi-pack WAGO clamp terminal-connectors/strips 2273-204 | 66.5694 | 25 | 1 | pc. | 1 | pc. | 152 | 85369010000 | electrical installation accessory | cable accessory, clamp
33346423 | 4008224622936 | Profi-pack WAGO clamp terminal-connectors/strips 2273-205 | 71.0212 | 25 | 1 | pc. | 1 | pc. | 152 | 85369010000 | electrical installation accessory | cable accessory, clamp
33346424 | 4008224622943 | Profi-pack WAGO clamp terminal-connectors/strips 2273-208 | 67.9843 | 25 | 1 | pc. | 1 | pc. | 152 | 85369010000 | electrical installation accessory | cable accessory, clamp
33346428 | 4008224622974 | Profi-pack WAGO clamp terminal-connectors 221-415 | 56.1129 | 25 | 1 | pc. | 1 | pc. | 152 | 85369010000 | electrical installation accessory | cable accessory, clamp
55565014 | 8711306750149 | Screws for flush switch box, 20mm, M3, content: 20 pieces | 3.5718 | 25 | 1 | pc. | 5 | pc. | 152 | 73181552990 | electrical installation accessory | mounting material
55565015 | 8711306750156 | Screws for flush switch box, 20mm, M4, content: 20 pieces | 3.8478 | 25 | 1 | pc. | 5 | pc. | 152 | 73181552990 | electrical installation accessory | mounting material
55565016 | 8711306750163 | Device screws for flush switch box, 30mm, M3, content: 20 pieces | 3.5718 | 25 | 1 | pc. | 5 | pc. | 152 | 73181552990 | electrical installation accessory | mounting material
55565017 | 8711306750170 | Device screws for flush-mounted cover box, 20 pieces, 30mm, M4 ** * Available in the following countries: Benelux * * * | 4.2447 | 25 | 1 | pc. | 5 | pc. | 152 | 73181552990 | electrical installation accessory | mounting material
55565022 | 8711306750224 | Series pressure clip, 12-20mm, grey, for individual fastening of cables, wires and pipes, s can be seamlessly expanded among each other, 30 pcs. | 30.6102 | 25 | 1 | pc. | 5 | pc. | 152 | 85369095000 | electrical installation accessory | mounting material
55565042 | 8711306750422 | Pipe bracket/half-shell, for pipe diameter 16mm, colour white, 20 per blister | 5.0902 | 25 | 1 | pc. | 5 | pc. | 152 | 85369095000 | electrical installation accessory | conduit accessory
55565046 | 8711306750460 | Pipe bracket/half-shell, for pipe diameter 16mm, colour white, 100 per blister | 16.4439 | 25 | 1 | pc. | 2 | pc. | 152 | 85369095000 | electrical installation accessory | conduit accessory
55565050 | 8711306750507 | Pipe bracket/half-shell, for pipe diameter 20mm, colour white, 10 per blister | 4.1929 | 25 | 1 | pc. | 5 | pc. | 152 | 85369095000 | electrical installation accessory | conduit accessory
55565054 | 8711306750545 | Multi-quick release clamp, for pipes Ø 16 - 20mm,halogen free | 7.782 | 25 | 1 | pc. | 3 | pc. | 152 | 85369095000 | electrical installation accessory | conduit accessory
55565055 | 8711306750552 | Multi-quick release clamp, for pipes Ø 16 - 20mm,halogen free | 19.429 | 25 | 1 | pc. | 3 | pc. | 152 | 85369095000 | electrical installation accessory | conduit accessory
55565108 | 8711306751085 | ISO clamps, with steel pin 40mm and drive-in anchor | 6.6259 | 25 | 1 | pc. | 2 | pc. | 152 | 39269097900 | electrical installation accessory | mounting material
55565110 | 8711306751108 | SOM clamp Ø 6 - 17mm, with plastic screw, with elongated hole for attachment with woodscrew or impact anchor | 9.1106 | 25 | 1 | pc. | 5 | pc. | 152 | 85369095000 | electrical installation accessory | mounting material
55565112 | 8711306751122 | SOM clamp Ø 6 - 17mm, with plastic screw, with elongated hole for attachment with woodscrew or impact anchor | 15.9263 | 25 | 1 | pc. | 5 | pc. | 152 | 85369095000 | electrical installation accessory | mounting material
55565117 | 8711306751177 | Pipe wedge, for wedging insulated pipe into wall cavities, contents: 25 pcs. | 14.2353 | 25 | 1 | pc. | 3 | pc. | 152 | 85366110900 | electrical installation accessory | conduit accessory
55565123 | 8711306751238 | Snap clamp, for pipes Ø 19mm, with push-in anchor | 9.1969 | 25 | 1 | pc. | 3 | pc. | 152 | 85369095000 | electrical installation accessory | conduit accessory
55565124 | 8711306751245 | Quick release clamp, for pipes of Ø 19mm, halogen free | 13.8729 | 25 | 1 | pc. | 5 | pc. | 152 | 85369010000 | electrical installation accessory | conduit accessory
55565125 | 8711306751252 | Quick release clamp, for pipes of Ø 16mm, halogen free | 13.3553 | 25 | 1 | pc. | 5 | pc. | 152 | 85369010000 | electrical installation accessory | conduit accessory
55565133 | 8711306751337 | Modular snap-in clamp, for pipes Ø 7 - 13mm, halogen free | 10.7671 | 25 | 1 | pc. | 5 | pc. | 152 | 85369095000 | electrical installation accessory | mounting material
55565141 | 8711306751412 | Modular snap-in clamp, for pipes Ø 7 - 13mm, halogen free | 18.7216 | 25 | 1 | pc. | 3 | pc. | 152 | 85369095000 | electrical installation accessory | mounting material
55565250 | 8711306752501 | Drain earthing wire, tin-plated | 48.2102 | 25 | 1 | pc. | 3 | pc. | 152 | 85444290900 | distribution boxes and accessories | earth material
55566234 | 8711306762340 | Plaster adjustment ring for junction box, colour: grey | 8.9035 | 25 | 1 | pc. | 5 | pc. | 152 | 85366990990 | distribution boxes and accessories | earth material
55566258 | 8711306762586 | Angled lid with retainer nut M20 (16 mm), for connecting PVC pipes 5/8" to flush-mounted-switch boxes | 12.1129 | 25 | 1 | pc. | 3 | pc. | 152 | 39269097900 | electrical installation accessory | distribution and switch box
55566262 | 8711306762623 | ABB-HAF Manifold 16mm for 1-way switch box, contents: 5 pcs. | 8.4031 | 25 | 1 | pc. | 5 | pc. | 152 | 85366990990 | electrical installation accessory | distribution and switch box
55566266 | 8711306762661 | ABB-HAF cavity wall switch box, drill size: 76mm | 14.6667 | 25 | 1 | pc. | 1 | pc. | 152 | 85366990990 | electrical installation accessory | distribution and switch box
55566271 | 8711306762715 | Click cover plate, plate for covering installation boxes, colour: white | 2.8125 | 25 | 1 | pc. | 5 | pc. | 152 | 39269097900 | electrical installation accessory | distribution and switch box
55566272 | 8711306762722 | ABB-HAF double earthed socket outlet for installation on a junction box | 48.1412 | 25 | 1 | pc. | 1 | pc. | 152 | 85366990990 | electrical installation accessory | distribution and switch box
55566286 | 8711306762869 | ABB-HAF Manifold 16 mm for 2-way switch box, contents: 4 pcs. | 6.5224 | 25 | 1 | pc. | 5 | pc. | 152 | 85366990990 | electrical installation accessory | distribution and switch box
55566294 | 8711306762944 | ABB-HAF Manifold 16mm for multi 1-way switch box, contents: 5 pcs. | 10.3702 | 25 | 1 | pc. | 5 | pc. | 152 | 85366990990 | electrical installation accessory | distribution and switch box
55566380 | 8711306763804 | Earthing lug for heaters | 9.2486 | 25 | 1 | pc. | 3 | pc. | 152 | 85369010000 | distribution boxes and accessories | earth material
55566383 | 8711306763835 | Bader grounding bar block, 5-pole up to 6mm², 1-pole up to 25mm², contents: 1 pcs. per blister | 13.8557 | 25 | 1 | pc. | 3 | pc. | 152 | 85369010000 | distribution boxes and accessories | earth material
55566384 | 8711306763842 | Earthing conductor connector, connection for 2x from 6mm² to 10mm², contents: 2 pcs. per blister | 18.618 | 25 | 1 | pc. | 3 | pc. | 152 | 85444290900 | distribution boxes and accessories | earth material
55566387 | 8711306763873 | Earthing pipe clip, for attachment to metal pipes, contents: 2 pcs. per blister | 19.0494 | 25 | 1 | pc. | 3 | pc. | 152 | 85369010000 | distribution boxes and accessories | earth material
55566388 | 8711306763880 | Earthing pipe clip, for attachment to metal pipes, contents: 2 pcs. per blister | 17.9796 | 25 | 1 | pc. | 3 | pc. | 152 | 85369010000 | distribution boxes and accessories | earth material
55566389 | 8711306763897 | Connecting sleeve for connecting low current and telecommunication cables, (max. 5 wires), contents:10 pcs. | 4.1239 | 25 | 1 | pc. | 1 | pc. | 152 | 85369010000 | electrical installation accessory | cable accessory, clamp
55566392 | 8711306763927 | Connecting sleeve for connecting low current and telecommunication cables, (max. 5 wires), contents:25 pcs. | 9.0588 | 25 | 1 | pc. | 1 | pc. | 152 | 85369010000 | electrical installation accessory | cable accessory, clamp
55566397 | 8711306763972 | Clamp terminal 3-pole, for 0.5-2.5mm² solid conductors, 1.5-2.5mm² rigid stranded conductors, colour: transparent/dark grey, 450V, 24A | 8.1961 | 25 | 1 | pc. | 1 | pc. | 152 | 85369010000 | electrical installation accessory | cable accessory, clamp
55566399 | 8711306763996 | Clamp terminal-Set, 3-pole: 10 pcs., 5-pole: 10 pcs., 8-pole: 5 pcs., for 0.5-2.5mm² solid conductors, 1.5-2.5mm² rigid stranded conductors, colour: transparent/dark grey, 450V, 24A | 25.3647 | 25 | 1 | pc. | 3 | pc. | 152 | 85369010000 | electrical installation accessory | cable accessory, clamp
55566400 | 8711306764009 | Clamp terminal 5-pole, for 0.5-2.5mm² solid conductors, 1.5-2.5mm² rigid stranded conductors, colour: transparent/dark grey, 450V, 24A | 8.1961 | 25 | 1 | pc. | 1 | pc. | 152 | 85369010000 | electrical installation accessory | cable accessory, clamp
55566401 | 8711306764016 | Clamp terminal 8-pole, for 0.5-2.5mm² solid conductors, 1.5-2.5mm² rigid stranded conductors, colour: transparent/dark grey, 450V, 24A | 19.9294 | 25 | 1 | pc. | 5 | pc. | 152 | 85369010000 | electrical installation accessory | cable accessory, clamp
55566402 | 8711306764023 | Clamp terminal 5-pole, for 0.5-2.5mm² solid conductors, 1.5-2.5mm² rigid stranded conductors, colour: transparent/dark grey, 450V, 24A | 17.6173 | 25 | 1 | pc. | 3 | pc. | 152 | 85369010000 | electrical installation accessory | cable accessory, clamp
55566404 | 8711306764047 | Clamp terminal 5-pole, for 0.5-2.5mm² solid conductors, 1.5-2.5mm² rigid stranded conductors, colour: transparent/dark grey, 450V, 24A | 30.0408 | 25 | 1 | pc. | 3 | pc. | 152 | 85369010000 | electrical installation accessory | cable accessory, clamp
55566419 | 8711306764191 | Ceramic clamp, connection for 2x up to 2.5mm², colour: beige, 450V, contents: 3 pcs. | 13.9765 | 25 | 1 | pc. | 3 | pc. | 152 | 69141000000 | electrical installation accessory | cable accessory, clamp
55566472 | 8711306764726 | Screw connection with nut, contents: 3 pcs. | 4.7624 | 25 | 1 | pc. | 5 | pc. | 152 | 39269097900 | electrical installation accessory | distribution and switch box
99965146 | 8711306651460 | Cable tie 200x7,6mm, content: 50 pieces, colour: black, re-sealable, operating temperature: from -20°C to +85°C, material: polyamide | 11.4918 | 25 | 1 | pc. | 5 | pc. | 152 | 39269097900 | electrical installation accessory | distribution and switch box
99966478 | 4008224655675 | Junction box 110x110 mm + 3 cable glands, IP65, colour: black | 14.5804 | 25 | 1 | pc. | 5 | pc. | 152 | 39269097900 | electrical installation accessory | distribution and switch box
320701081 | 4008223955806 | Insulating tape, 10m, wide: 15mm, white, flame retardant and ageing resistant, adhesive: acrylate, contents: 2 pcs. | 6.7122 | 25 | 1 | pc. | 10 | pc. | 152 | 39191080900 | electrical installation accessory | cable fixer, cable strap, Wraptor
320712089 | 4008223033139 | Insulating tape, 10m, wide: 15mm, red, flame retardant and ageing resistant, adhesive: acrylate, contents: 2 pcs. | 6.7122 | 25 | 1 | pc. | 10 | pc. | 152 | 39191080900 | electrical installation accessory | cable fixer, cable strap, Wraptor
320718085 | 4008223035379 | Insulating tape, 10m, wide: 15mm, black, flame retardant and ageing resistant, adhesive: acrylate, contents: 2 pcs. | 6.7122 | 25 | 1 | pc. | 10 | pc. | 152 | 39191080900 | electrical installation accessory | cable fixer, cable strap, Wraptor
320719086 | 4008223033399 | Insulating tape, 10m, wide: 15mm, brown, flame retardant and ageing resistant, adhesive: acrylate, contents: 2 pcs. | 6.7122 | 25 | 1 | pc. | 10 | pc. | 152 | 39191080900 | electrical installation accessory | cable fixer, cable strap, Wraptor
320721085 | 4008223033214 | Insulating tape, 10m, wide: 15mm, blue, flame retardant and ageing resistant, adhesive: acrylate, contents: 2 pcs. | 6.7122 | 25 | 1 | pc. | 10 | pc. | 152 | 39191080900 | electrical installation accessory | cable fixer, cable strap, Wraptor
320724088 | 4008223035034 | Insulating tape, 10m, wide: 15mm, green/yellow, flame retardant and ageing resistant, adhesive: acrylate, contents: 2 pcs. | 6.7122 | 25 | 1 | pc. | 10 | pc. | 152 | 39191080900 | electrical installation accessory | cable fixer, cable strap, Wraptor
320798005 | 9008223207986 | Insulating tape, 10m, width: 15mm, advantage box: 8 pieces, 1 each: red, black, yellow/green, brown, 2 each: blue, white, flame retardant and ageing resistant, adhesive: acrylate | 36.5976 | 25 | 1 | pc. | 1 | pc. | 152 | 39191080900 | electrical installation accessory | cable fixer, cable strap, Wraptor
320922082 | 4008224486903 | Screw connection with nut, 2 pcs. in packaging, M16 | 5.7114 | 25 | 1 | pc. | 10 | pc. | 152 | 39174000990 | distribution boxes and accessories | distribution boxes
320923083 | 4008224486910 | Screw connection with nut, 2 pcs. in packaging, M20 | 5.7114 | 25 | 1 | pc. | 10 | pc. | 152 | 39174000990 | distribution boxes and accessories | distribution boxes
320924084 | 4008224486927 | Screw connection with nut, 2 pcs. in packaging, M25 | 8.1788 | 25 | 1 | pc. | 10 | pc. | 152 | 39174000990 | distribution boxes and accessories | distribution boxes
320950005 | 4008224655668 | Screw connection with nut, 2 pcs. in packaging, M20, black | 5.7114 | 25 | 1 | pc. | 10 | pc. | 152 | 39269097900 | distribution boxes and accessories | distribution boxes
321900049 | 4008224601825 | PVC Tape, thickness: 0.15mm, 10 role: (per 1x yellow, colour: grey, green, red, colour: white, brown, colour: black, green/yellow, blue, orange) | 36.9082 | 25 | 1 | pc. | 1 | pc. | 152 | 39191019000 | electrical installation accessory | cable fixer, cable strap, Wraptor
321900087 | 4008223158382 | Insulating tape, contents: 4 pcs. | 8.3514 | 25 | 1 | pc. | 10 | pc. | 152 | 39191080900 | electrical installation accessory | cable fixer, cable strap, Wraptor
322213087 | 9008223222385 | Forced-joint fitting, contents: 10 pcs. | 4.7278 | 25 | 1 | pc. | 10 | pc. | 152 | 39269097900 | distribution boxes and accessories | distribution boxes
322216073 | 9008223222675 | Forced-joint fitting, contents: 10 pcs. | 4.8141 | 25 | 1 | pc. | 10 | pc. | 152 | 39269097900 | distribution boxes and accessories | distribution boxes
322221075 | 9008223222279 | Forced-joint fitting, contents: 10 pcs. | 14.1145 | 25 | 1 | pc. | 10 | pc. | 152 | 39269097900 | distribution boxes and accessories | distribution boxes
324601099 | 4008224628860 | Cable tie set in the resealable box for hobby and household. Consisting of: 50 pieces 4,8x200mm - white, 50 pieces 4,8x200mm - black, 50 pieces 4,8x200mm - green, 50 pieces 2,5x100mm - white, 50 pieces 2,5x100mm -black, 50 pieces 2,5x100mm - green; operating temperature: -20°C - +85° C, max. bundle 22mm, material: PA 6.6 | 18.411 | 25 | 1 | pc. | 3 | pc. | 152 | 39269097900 | electrical installation accessory | cable fixer, cable strap, Wraptor
324602090 | 4008224475112 | Cable ties, colour assortment: blue, red, yellow, green, colour: black, contents: 50 pcs. | 8.1271 | 25 | 1 | pc. | 5 | pc. | 152 | 39269097900 | electrical installation accessory | cable fixer, cable strap, Wraptor
324603091 | 4008224475129 | Cable ties, colour assortment: blue, red, yellow, green, colour: black, contents: 50 pcs. | 10.3012 | 25 | 1 | pc. | 5 | pc. | 152 | 39269097900 | electrical installation accessory | cable fixer, cable strap, Wraptor
324604092 | 4008224475136 | Cable ties, colour assortment: blue, red, yellow, green, colour: black, contents: 50 pcs. | 14.7357 | 25 | 1 | pc. | 5 | pc. | 152 | 39269097900 | electrical installation accessory | cable fixer, cable strap, Wraptor
324608096 | 4008224628853 | Cable ties, 200mmx5mm, content: 50 pcs., colour: green | 9.1624 | 25 | 1 | pc. | 5 | pc. | 152 | 39269097900 | electrical installation accessory | cable fixer, cable strap, Wraptor
324620092 | 4008224628846 | Cable ties, 200mmx5mm, content: 50 pcs., colour: silver/grey | 9.1624 | 25 | 1 | pc. | 5 | pc. | 152 | 39269097900 | electrical installation accessory | cable fixer, cable strap, Wraptor
324715093 | 4008224439442 | Insulating tape, self-bonding, thickness: 0.5mm, colour: black | 31.3004 | 25 | 1 | pc. | 5 | pc. | 152 | 40169997900 | electrical installation accessory | cable fixer, cable strap, Wraptor
325016087 | 4008224455671 | Forced-joint fitting, 5 pcs. in packaging, M20 | 6.7639 | 25 | 1 | pc. | 10 | pc. | 152 | 39269097900 | distribution boxes and accessories | distribution boxes
325021089 | 4008224455688 | Forced-joint fitting, 5 pcs. in packaging, M25 | 9.68 | 25 | 1 | pc. | 10 | pc. | 152 | 39269097900 | distribution boxes and accessories | distribution boxes
328100097 | 4008224464345 | Universal hook-and-loop closure, colour: black, contents: 3 pcs. | 10.3012 | 25 | 1 | pc. | 5 | pc. | 152 | 58063290000 | electrical installation accessory | cable fixer, cable strap, Wraptor
328401097 | 4008224628839 | Cable ties, 100mmx2,5mm, content: 50 pcs., colour: black | 4.5725 | 25 | 1 | pc. | 5 | pc. | 152 | 39269097900 | electrical installation accessory | cable fixer, cable strap, Wraptor
328402098 | 4008224475143 | Cable ties, UV-resistant and weatherproof, colour: black, contents: 50 pcs. | 7.8337 | 25 | 1 | pc. | 5 | pc. | 152 | 39269097900 | electrical installation accessory | cable fixer, cable strap, Wraptor
328403099 | 4008224475150 | Cable ties, UV-resistant and weatherproof, colour: black, contents: 50 pcs. | 10.3012 | 25 | 1 | pc. | 5 | pc. | 152 | 39269097900 | electrical installation accessory | cable fixer, cable strap, Wraptor
328404090 | 4008224475167 | Cable ties, UV-resistant and weatherproof, colour: black, contents: 50 pcs. | 14.011 | 25 | 1 | pc. | 5 | pc. | 152 | 39269097900 | electrical installation accessory | cable fixer, cable strap, Wraptor
328504093 | 4008224475198 | Cable ties, high tensile strength, colour: black, contents: 15 pcs. | 14.011 | 25 | 1 | pc. | 5 | pc. | 152 | 39269097900 | electrical installation accessory | cable fixer, cable strap, Wraptor
328505094 | 4008224475204 | Cable ties, high tensile strength, colour: black, contents: 15 pcs. | 18.4455 | 25 | 1 | pc. | 5 | pc. | 152 | 39269097900 | electrical installation accessory | cable fixer, cable strap, Wraptor
328520134 | 4008224652520 | Cable ties steel 4,6x300mm 10p | 12.0784 | 25 | 1 | pc. | 5 | pc. | 152 | 73269098900 | electrical installation accessory | cable fixer, cable strap, Wraptor
328520141 | 4008224652544 | Cable ties steel 4,6x360mm 10p | 16.1161 | 25 | 1 | pc. | 5 | pc. | 152 | 73269098900 | electrical installation accessory | cable fixer, cable strap, Wraptor
328520237 | 4008224652537 | Cable ties steel 7,9x300mm 10p | 13.0792 | 25 | 1 | pc. | 5 | pc. | 152 | 73269098900 | electrical installation accessory | cable fixer, cable strap, Wraptor
328601093 | 4008224475174 | Attachment socket for cable ties up to 3.9mm, contents: 25 pcs. | 15.4949 | 25 | 1 | pc. | 5 | pc. | 152 | 39269097900 | electrical installation accessory | cable fixer, cable strap, Wraptor
328602094 | 4008224475181 | Attachment socket for cable ties up to 5.5mm, self-adhesive or screw on type, contents: 25 pcs. | 17.9796 | 25 | 1 | pc. | 5 | pc. | 152 | 39269097900 | electrical installation accessory | cable fixer, cable strap, Wraptor
340100000 | 4008220063207 | Switch box, flush-mounted, insulating material, distance of screws: 60mm, depth: 45mm, colour: black | 0.43137 | 25 | 1 | pc. | 25 | pc. | 152 | 39259080000 | electrical installation accessory | distribution and switch box
340200003 | 4008220063382 | Junction box, insulating material, depth: 36mm, colour: black | 0.58667 | 25 | 1 | pc. | 25 | pc. | 152 | 39259080000 | electrical installation accessory | distribution and switch box
340317000 | 4008220063467 | Spring cover for switch box, insulating material, colour: white | 0.50039 | 25 | 1 | pc. | 50 | pc. | 152 | 39259080000 | electrical installation accessory | distribution and switch box
340317504 | 4008224571739 | Spring cover for switch box, insulating material, colour: white, contents: 25 pcs. | 12.3373 | 25 | 1 | pc. | 1 | pc. | 152 | 39269097900 | electrical installation accessory | distribution and switch box
340604009 | 4008220868192 | Junction box, surface mounted, for humid areas, without terminal block, colour: grey | 3.2957 | 25 | 1 | pc. | 20 | pc. | 152 | 39259080000 | electrical installation accessory | distribution and switch box
340604504 | 4008224536974 | Junction box, surface mounted, for humid areas, without terminal block, colour: grey, contents: 25 pcs. | 28.0565 | 25 | 1 | pc. | 1 | pc. | 152 | 39259080000 | electrical installation accessory | distribution and switch box
340801019 | 9008223436003 | Pedestal terminal strip, 12-pole, (bulk packed with EAN-label) | 3.8824 | 25 | 1 | pc. | 50 | pc. | 152 | 39259080000 | electrical installation accessory | distribution and switch box
341204008 | 4008222798107 | Junction box with cover, insulating material, colour cover: white/colour bottom: black | 5.0729 | 25 | 1 | pc. | 10 | pc. | 152 | 39259080000 | electrical installation accessory | distribution and switch box
341304001 | 4008222798022 | Junction box with cover, insulating material, colour cover: white/colour bottom: black | 5.5733 | 25 | 1 | pc. | 10 | pc. | 152 | 39259080000 | electrical installation accessory | distribution and switch box
341304018 | 9008223413417 | Cover for cavity wall socket | 2.0188 | 25 | 1 | pc. | 5 | pc. | 152 | 39259080000 | electrical installation accessory | distribution and switch box
341400990 | 9008223414032 | WAGO clamp 5 conductor with lever 221-415 | 2.7435 | 25 | 1 | pc. | 1 | pc. | 152 | 85369010000 | electrical installation accessory | cable accessory, clamp
341410997 | 9008223414025 | WAGO clamp 3 conductor with lever 221-413 | 2.3812 | 25 | 1 | pc. | 1 | pc. | 152 | 85369010000 | electrical installation accessory | cable accessory, clamp
341704089 | 4008223031234 | ISO grip clamp 6-16mm, with set-screw, suitable for cable fixing by clamping screw, with adhesive foot, slotted hole and for screwing on thread M6, colour: grey, 10 pcs. | 8.8 | 25 | 1 | pc. | 10 | pc. | 152 | 39269097900 | electrical installation accessory | mounting material
341715094 | 4008224664318 | Collector holder for 15 cables, UV-stabilised, for drill diameter 6mm, PA6, application temperature: from -20°C to +84°C; load: up to 40kg; content: 4 pieces | 15.4949 | 25 | 1 | pc. | 10 | pc. | 152 | 39269097900 | electrical installation accessory | mounting material
341730093 | 4008224664325 | Collector holder for 30 cables, UV-stabilised, for drill diameter 6mm, PA6, application temperature: from -20°C to +84°C; load: up to 40kg; content: 4 pieces | 9.1451 | 25 | 1 | pc. | 10 | pc. | 152 | 39269097900 | electrical installation accessory | mounting material
341900081 | 4008224337656 | Terminal strip, 12-pole, contents: 2 pcs. | 8.1443 | 25 | 1 | pc. | 10 | pc. | 152 | 85369010000 | electrical installation accessory | cable accessory, clamp
342400087 | 4008222908827 | Terminal strip, 12-pole, contents: 2 pcs. | 5.8494 | 25 | 1 | pc. | 10 | pc. | 152 | 85369010000 | electrical installation accessory | cable accessory, clamp
342601084 | 4008224019712 | Iso nail clamps, for cables with a diameter of 5-7mm, with hardened 20mm nail, colour: white | 9.6282 | 25 | 1 | pc. | 10 | pc. | 152 | 39269097900 | electrical installation accessory | mounting material
342604087 | 4008222908742 | Iso nail clamps, for cables with a diameter of 5-7mm, with hardened 20mm nail, colour: grey | 9.6282 | 25 | 1 | pc. | 10 | pc. | 152 | 39269097900 | electrical installation accessory | mounting material
342606089 | 4008224019705 | Iso nail clamps, for cables with a diameter of 5-7mm, with hardened 20mm nail, colour: brown | 9.6282 | 25 | 1 | pc. | 10 | pc. | 152 | 39269097900 | electrical installation accessory | mounting material
342701087 | 4008224019699 | Iso nail clamps, for cables with a diameter of 7-10mm, with hardened 30mm nail, colour: white | 9.611 | 25 | 1 | pc. | 10 | pc. | 152 | 39269097900 | electrical installation accessory | mounting material
342704080 | 4008222908667 | Iso nail clamps, for cables with a diameter of 7-10mm, with hardened 30mm nail, colour: grey | 9.611 | 25 | 1 | pc. | 10 | pc. | 152 | 39269097900 | electrical installation accessory | mounting material
342706082 | 4008224019682 | Iso nail clamps, for cables with a diameter of 7-10mm, with hardened 30mm nail, colour: brown | 9.611 | 25 | 1 | pc. | 10 | pc. | 152 | 39269097900 | electrical installation accessory | mounting material
342900082 | 4008222974570 | Nails for ribbon conductors for recessed installation, contents: 100 pcs. | 10.0769 | 25 | 1 | pc. | 10 | pc. | 152 | 73170060000 | electrical installation accessory | mounting material
343000048 | 4008224225229 | Junction box, insulating material, depth: 36mm, colour: black, contents: 25 pcs. | 12.7169 | 25 | 1 | pc. | 1 | pc. | 152 | 39259080000 | electrical installation accessory | distribution and switch box
343100041 | 4008224225236 | Profi-pack: 25 pcs., Switch box, insulating material, distance of screws: 60mm, depth: 41mm, colour: black | 13.9937 | 25 | 1 | pc. | 1 | pc. | 152 | 39259080000 | electrical installation accessory | distribution and switch box
343300047 | 4008224225243 | Spring cover for switch box, insulating material, colour: white, contents: 50 pcs. | 19.1184 | 25 | 1 | pc. | 1 | pc. | 152 | 39259080000 | electrical installation accessory | distribution and switch box
343404099 | 4008223022652 | Pressure-iso-clamps, suitable for cable fixing, with adhesive foot, slotted hole and for screwing on thread M6, colour: grey | 23.4839 | 25 | 1 | pc. | 10 | pc. | 152 | 39269097900 | electrical installation accessory | mounting material
343600084 | 4008222908582 | Pedestal terminal strip, 12-pole, contents: 2 pcs.in packaging | 6.3498 | 25 | 1 | pc. | 10 | pc. | 152 | 85369010000 | electrical installation accessory | cable accessory, clamp
343700087 | 4008222908414 | Terminal strip, 12-pole, contents: 2 pcs. | 5.8494 | 25 | 1 | pc. | 10 | pc. | 152 | 85369010000 | electrical installation accessory | cable accessory, clamp
343701019 | 9008223437253 | Terminal strip, 12-pole, contents: 2 pcs. | 3.1922 | 25 | 1 | pc. | 50 | pc. | 152 | 85369010000 | electrical installation accessory | cable accessory, clamp
344501007 | 9008227037039 | Junction box, surface mounted, 4x input up to M25,colour: grey | 4.5725 | 25 | 1 | pc. | 25 | pc. | 152 | 39259080000 | electrical installation accessory | distribution and switch box
344900008 | 4008223160262 | Wall output socket, flush mounted, with cover, for connection of lamps insulating material, 30 x 31 x 31mm | 1.5702 | 25 | 1 | pc. | 25 | pc. | 152 | 39259080000 | electrical installation accessory | distribution and switch box
345000088 | 4008224337663 | Terminal strip, 12-pole, contents: 2 pcs. | 13.269 | 25 | 1 | pc. | 10 | pc. | 152 | 85369010000 | electrical installation accessory | cable accessory, clamp
345100043 | 4008224225267 | Profi-pack: 10 pcs., terminal strip, 12-pole | 23.7945 | 25 | 1 | pc. | 4 | pc. | 152 | 85369010000 | electrical installation accessory | cable accessory, clamp
345300087 | 4008223158610 | Nails for ribbon conductors for recessed installation, contents: 100 pcs. | 9.5937 | 25 | 1 | pc. | 10 | pc. | 152 | 73170060000 | electrical installation accessory | mounting material
345400994 | 9008223454021 | Clamp-type terminal 5x2,5 mm | 0.93176 | 25 | 1 | pc. | 100 | pc. | 152 | 85369010000 | electrical installation accessory | mounting material
345504087 | 4008223034044 | ISO clamps, with 30mm steel pins | 16.5992 | 25 | 1 | pc. | 10 | pc. | 152 | 39269097900 | electrical installation accessory | mounting material
345604080 | 4008223033962 | ISO clamps, with 30mm steel pins | 17.3067 | 25 | 1 | pc. | 10 | pc. | 152 | 39269097900 | electrical installation accessory | mounting material
346301089 | 4008224019576 | Cable clamps for cable (NYFAZ), with 25mm steel pins | 10.3875 | 25 | 1 | pc. | 10 | pc. | 152 | 39269097900 | electrical installation accessory | mounting material
346304082 | 4008222974990 | Cable clamps for cable (NYFAZ), with 25mm steel pins | 10.3875 | 25 | 1 | pc. | 10 | pc. | 152 | 39269097900 | electrical installation accessory | mounting material
346500008 | 4008224514705 | Earthing clamp with terminal for pipe, for line cross-sections of 1x 2.5mm² - 2x 16mm², for tube Ø17.5 - 48mm | 11.7161 | 25 | 1 | pc. | 10 | pc. | 152 | 73269098900 | distribution boxes and accessories | earth material
346501009 | 4008224514392 | Earthing clamp with terminal for pipe, for line cross-sections of 1x 2.5mm² - 2x 16mm², for tube Ø8 - 18mm | 10.1459 | 25 | 1 | pc. | 10 | pc. | 152 | 73269098900 | distribution boxes and accessories | earth material
346700004 | 4008220845902 | Cavity wall switch box, insulating material, distance of screws: 60mm, depth: 47mm, colour: orange | 2.502 | 25 | 1 | pc. | 10 | pc. | 152 | 39259080000 | electrical installation accessory | distribution and switch box
346701000 | 4008224571760 | Cavity wall switch box with press-out membranes, insulating material, windproof, distance of screws:60mm, depth: 47mm, colour: orange | 5.5733 | 25 | 1 | pc. | 20 | pc. | 152 | 39259080000 | electrical installation accessory | distribution and switch box
346701500 | 4008224571777 | Cavity wall switch box with press-out membranes, windproof, distance of screws: 60mm, depth: 47mm,colour: orange, contents: 15 pcs. | 76.6118 | 25 | 1 | pc. | 1 | pc. | 152 | 39259080000 | electrical installation accessory | distribution and switch box
346901087 | 4008224227551 | Earthing clamp for copper pipe with protective-conductor terminal and wire guard | 14.7875 | 25 | 1 | pc. | 10 | pc. | 152 | 74198090990 | distribution boxes and accessories | earth material
346902088 | 4008224227568 | Earthing clamp for copper pipe with protective-conductor terminal and wire guard | 15.4949 | 25 | 1 | pc. | 10 | pc. | 152 | 74198090990 | distribution boxes and accessories | earth material
346903089 | 4008224227575 | Earthing clamp for copper pipe with protective-conductor terminal and wire guard | 17.2204 | 25 | 1 | pc. | 10 | pc. | 152 | 74198090990 | distribution boxes and accessories | earth material
347000011 | 4008224227940 | Potential equalization bar connectivity: ribbon, round conductors, single or multi-core, flexible conductors | 26.1584 | 25 | 1 | pc. | 5 | pc. | 152 | 85369010000 | distribution boxes and accessories | earth material
347001005 | 4008224514484 | Bath earthing bar, connection possibilities: 1x 6 - 25mm² and 5x 1.5 - 6mm² | 21.5169 | 25 | 1 | pc. | 10 | pc. | 152 | 85369095000 | distribution boxes and accessories | earth material
347101008 | 4008224571807 | Junction box with press-out membranes, surface mounted for humid areas, with back-side membrane openings, colour: grey | 6.091 | 25 | 1 | pc. | 10 | pc. | 152 | 39259080000 | electrical installation accessory | distribution and switch box
347104001 | 4008224227384 | Junction box, surface mounted, for humid areas, without terminal block, colour: grey | 4.0549 | 25 | 1 | pc. | 10 | pc. | 152 | 39259080000 | electrical installation accessory | distribution and switch box
347105002 | 4008224669016 | Junction box 85x85x40mm, surface-mounted damp room, IP54, with five 5- pole plug-in terminals, for cables up to 5x2.5mm², material cover: PE, material box: PP, with 12 entries laterally and 3 entries through the bottom, colour: grey | 7.8165 | 25 | 1 | pc. | 10 | pc. | 152 | 39269097900 | electrical installation accessory | distribution and switch box
347108005 | 4008224571814 | Junction box, surface mounted, for humid areas, without terminal block, the green colour is used for data systems | 5.349 | 25 | 1 | pc. | 10 | pc. | 152 | 39269097900 | electrical installation accessory | distribution and switch box
347110004 | 4008224669023 | Junction box 85x85x40mm, surface-mounted damp room, IP54, with five 5- pole plug-in terminals, for cables up to 5x2.5mm², material cover: PE, material box: PP, with 12 entries laterally and 3 entries through the bottom, Profi-Pack: 10 pcs., colour: gr | 74.1961 | 25 | 1 | pc. | 1 | pc. | 152 | 85389099990 | electrical installation accessory | distribution and switch box
347150002 | 4008224655651 | Junction box, surface mounted for humid areas, without terminal block, IP54, 85x85x40mm, black | 7.9545 | 25 | 1 | pc. | 10 | pc. | 152 | 39269097900 | electrical installation accessory | distribution and switch box
347804088 | 4008222908254 | ISO clamps, with 30mm steel pins | 10.1631 | 25 | 1 | pc. | 10 | pc. | 152 | 39269097900 | electrical installation accessory | mounting material
348304091 | 4008223297975 | Profi-Pack: 100pcs. ISO clamps 11-15mm, with 30mm steel pins, grey | 17.738 | 25 | 1 | pc. | 10 | pc. | 152 | 39269097900 | electrical installation accessory | mounting material
348400083 | 4008223158467 | Connector strips for junctions box, 12-pole, 4-16mm², black, 450V, Material: polypropylene (PP), contact insert: steel, screws: zinc-plated steel, flame retardant to Ul94v-2, Ambient temperature °C: t85, t110 | 8.0235 | 25 | 1 | pc. | 10 | pc. | 152 | 85369010000 | electrical installation accessory | distribution and switch box
348600003 | 4008223161177 | Cavity wall switch box, insulating material, distance of screws: 60mm, depth: 61mm, colour: orange | 4.0549 | 25 | 1 | pc. | 10 | pc. | 152 | 39259080000 | electrical installation accessory | distribution and switch box
348601004 | 4008224571784 | Cavity wall switch box with press-out membranes, windproof, insulating material, distance of screws:60mm, depth: 61mm, colour: orange | 6.5914 | 25 | 1 | pc. | 20 | pc. | 152 | 39259080000 | electrical installation accessory | distribution and switch box
348601509 | 4008224571791 | Cavity wall switch box with press-out membranes, windproof, distance of screws: 60mm, depth: 61mm,colour: orange, contents: 15 pcs. | 89.3459 | 25 | 1 | pc. | 1 | pc. | 152 | 39259080000 | electrical installation accessory | distribution and switch box
348602005 | 5601859006639 | Cavity wall switch box, Ø68mm, box depth: 60mm, operating temperature: -5°C until 60°C, material: thermoplastic, colour: orange | 6.1255 | 25 | 1 | pc. | 10 | pc. | 152 | 39269097900 | electrical installation accessory | distribution and switch box
348700006 | 4008223161825 | Spring cover for switch box, insulating material, colour: white | 0.43137 | 25 | 1 | pc. | 50 | pc. | 152 | 39259080000 | electrical installation accessory | distribution and switch box
348700501 | 4008224571722 | Spring cover for switch box, insulating material, colour: white, contents: 25 pcs. | 11.1984 | 25 | 1 | pc. | 1 | pc. | 152 | 39269097900 | electrical installation accessory | distribution and switch box
348804003 | 4008224227537 | Junction box, surface mounted, for humid areas, without terminal block, colour: grey | 4.5725 | 25 | 1 | pc. | 10 | pc. | 152 | 39259080000 | electrical installation accessory | distribution and switch box
349100009 | 9008223491002 | Cavity wall switch box, insulating material, depth: 47mm, colour: orange, contents: 20 pcs. | 51.04 | 25 | 1 | pc. | 1 | pc. | 152 | 39259080000 | electrical installation accessory | distribution and switch box
349101048 | 4008224433136 | Cavity wall switch box, insulating material, distance of screws: 60mm, depth: 47mm, colour: orange, contents: 10 pcs. | 22.9835 | 25 | 1 | pc. | 1 | pc. | 152 | 39259080000 | electrical installation accessory | distribution and switch box
349300005 | 4008224227360 | Cavity wall distribution box, insulating material, colour cover: white/colour bottom: orange | 14.5286 | 25 | 1 | pc. | 10 | pc. | 152 | 39259080000 | electrical installation accessory | distribution and switch box
349300043 | 4008224641210 | Cavity wall distribution box, insulating material, contents: 10 pcs in a polybag | 114.1067 | 25 | 1 | pc. | 1 | pc. | 152 | 39259080000 | electrical installation accessory | distribution and switch box
349800093 | 4008224432023 | Electrical-installation-set: 1x voltage tester, terminal blocks (12-pole, 2,5mm², 6mm² and 10mm²), insulating tape (black, blue, green/yellow) | 20.0675 | 25 | 1 | pc. | 10 | pc. | 152 | 85369010000 | tools and measuring devices | measuring devices
350000004 | 4008224456838 | Cavity wall switch box, insulating material, distance of screws: 60mm, depth: 35mm, colour: orange | 4.0549 | 25 | 1 | pc. | 10 | pc. | 152 | 39259080000 | electrical installation accessory | distribution and switch box
350401014 | 9008223504252 | Terminal strip, 12-pole, white/black, 2,5–10mm² solid wires, 2,5–6mm² rigid stranded and flexible wires, wire stripping length: 6-7mm, 450V, material terminal housing: PP, inserts: tinned steel, screws: galvanized steel | 5.1592 | 25 | 1 | pc. | 50 | pc. | 152 | 85369010000 | electrical installation accessory | cable accessory, clamp
350601010 | 9008223506256 | Terminal strip, 12-pole, white/black, 4-16mm² solid wires, 4–10mm² rigid stranded and 4–6mm² flexible wires, wire stripping length: 8,5-9,5mm, 450V, material terminal housing: PP, inserts: tinned steel, screws: galvanized steel | 7.0227 | 25 | 1 | pc. | 50 | pc. | 152 | 85369010000 | electrical installation accessory | cable accessory, clamp
351001006 | 9008223526001 | Surface mounted, junction box, 80x80x50mm, IP54, colour: grey, 7xPG16, installation with cables and conduits | 6.091 | 25 | 1 | pc. | 15 | pc. | 152 | 39259080000 | electrical installation accessory | distribution and switch box
351010048 | 4008224676915 | Junction box, surface mounted, for humid areas, 83x83x50mm, Insulation class: ll, Intended installation: non-combustible solid walls, use temperature range limits: from -5°C to 60°C, protection class: IP66, material: thermoplastic (PP), self-extinguishing: 750°C, number of entries: 7xM25, cable diameter: 3,5-25mm, cross sectional areas: 1,5-4mm², colour: grey | 5.6078 | 25 | 1 | pc. | 4 | pc. | 152 | 39269097900 | electrical installation accessory | distribution and switch box
351011049 | 4008224676922 | Junction box, surface mounted, for humid areas, 102x102x55mm, Insulation class: ll, Intended installation: non-combustible solid walls, use temperature range limits: from -5°C to 60°C, protection class: IP66, material: thermoplastic (PP), self-extinguishing: 750°C, number of entries: 7xM25, cable diameter: 3,5-25mm, cross sectional areas: 1,5-6mm², colour: grey | 8.2478 | 25 | 1 | pc. | 3 | pc. | 152 | 39269097900 | electrical installation accessory | distribution and switch box
351012047 | 4008224676939 | Junction box, surface mounted, for humid areas, 102x152x65mm, Insulation class: ll, Intended installation: non-combustible solid walls, use temperature range limits: from -5°C to 60°C, protection class: IP66, material: thermoplastic (PP), self-extinguishing: 750°C, number of entries: 10xM25, cable diameter: 3,5-25mm, cross sectional areas: 1,5-10mm², colour: grey | 13.0792 | 25 | 1 | pc. | 2 | pc. | 152 | 39269097900 | electrical installation accessory | distribution and switch box
351013044 | 4008224676946 | Junction box, surface mounted, for humid areas, 102x102x55mm, Insulation class: ll, Intended installation: non-combustible solid walls, use temperature range limits: from -5°C to 60°C, protection class: IP66, material: thermoplastic (PP), self-extinguishing: 750°C, number of entries: 10xM32, cable diameter: 3,5-32mm, cross sectional areas: 1,5-16mm², colour: grey | 21.189 | 25 | 1 | pc. | 1 | pc. | 152 | 39269097900 | electrical installation accessory | distribution and switch box
352500001 | 9008223525004 | Profi-pack: 10 pcs., Cavity wall switch box 2-fold, insulating material, distance of screws: 60mm, depth: 47mm, colour: orange | 63.7741 | 25 | 1 | pc. | 1 | pc. | 152 | 39259080000 | electrical installation accessory | distribution and switch box
352600004 | 4008223963269 | Junction box, surface mounted, for humid areas, 6 bushes M25, 4 connection pieces M25, 1 sealing plug, with 5-pole terminal block, colour: grey | 53.1969 | 25 | 1 | pc. | 10 | pc. | 152 | 85381000900 | electrical installation accessory | distribution and switch box
352900003 | 4008223963290 | Cavity wall switch box 2-fold, insulating material, distance of screws: 60mm, depth: 47mm, colour: orange | 7.1608 | 25 | 1 | pc. | 10 | pc. | 152 | 39259080000 | electrical installation accessory | distribution and switch box
352901004 | 5601859006653 | Cavity wall switch box, 68x142x45mm, operating temperature: -5°C until 60°C, material: thermoplastic, colour: orange | 10.7498 | 25 | 1 | pc. | 10 | pc. | 152 | 39269097900 | electrical installation accessory | distribution and switch box
353100086 | 4008223962125 | Wire-end ferrules, tin plated, contents: 100 pcs. | 9.5247 | 25 | 1 | pc. | 10 | pc. | 152 | 85369010000 | electrical installation accessory | cable accessory, clamp
353200089 | 4008223962132 | Wire-end ferrules, tin plated, contents: 100 pcs. | 9.9733 | 25 | 1 | pc. | 10 | pc. | 152 | 85369010000 | electrical installation accessory | cable accessory, clamp
353303456 | 4008224602945 | Scotchlok core connector for 2 to 3 cores, with diameter 0.4-0.9mm, with insulation displacement contacts, additional protection by grease filling, colour: red | 14.8392 | 25 | 1 | pc. | 5 | pc. | 152 | 39269097900 | electrical installation accessory | mounting material
353400085 | 4008223962156 | Hook nail, 70mm, suitable for fixing pipes, made of unhardened steel, thickness: 3mm, hook length: 18mm, 50 pcs. | 7.2816 | 25 | 1 | pc. | 10 | pc. | 152 | 73170060000 | electrical installation accessory | mounting material
353500088 | 4008223962163 | Hook nail, 50mm, suitable for fixing pipes, made of unhardened steel, thickness: 3mm, hook length: 18mm, 50 pcs. | 6.7122 | 25 | 1 | pc. | 10 | pc. | 152 | 73170060000 | electrical installation accessory | mounting material
354100001 | 4008223990890 | Switch box, insulating material, distance of screws: 60mm, depth: 61mm, colour: black | 0.72471 | 25 | 1 | pc. | 25 | pc. | 152 | 39259080000 | distribution boxes and accessories | distribution boxes
354302504 | 4034338510722 | Profi-pack: 25 pcs., Switch box, insulating material, distance of screws: 60mm, depth: 61mm, colour: black | 17.3239 | 25 | 1 | pc. | 1 | pc. | 152 | 39259080000 | distribution boxes and accessories | distribution boxes
354400086 | 4008224194433 | Wire-end ferrules, tin plated, 1, 5mm², 7mm long, 100pcs. | 9.9733 | 25 | 1 | pc. | 10 | pc. | 152 | 85369010000 | electrical installation accessory | cable accessory, clamp
354401087 | 4008224227483 | Wire-end ferrules, tin plated, 2, 5mm², 7mm long, 100pcs. | 9.9216 | 25 | 1 | pc. | 10 | pc. | 152 | 85369010000 | electrical installation accessory | cable accessory, clamp
354402088 | 4008224227490 | Wire-end ferrules, tin plated, 4mm², 9mm long, 100pcs. | 12.4235 | 25 | 1 | pc. | 10 | pc. | 152 | 85369010000 | electrical installation accessory | cable accessory, clamp
354403089 | 4008224227506 | Wire-end ferrules, tin plated, 6mm², 10mm long, 100pcs. | 14.6839 | 25 | 1 | pc. | 10 | pc. | 152 | 85369010000 | electrical installation accessory | cable accessory, clamp
354404080 | 4008224227513 | Wire-end ferrules, tin plated, 10mm², 12mm long, 100pcs. | 17.3929 | 25 | 1 | pc. | 10 | pc. | 152 | 85369010000 | electrical installation accessory | cable accessory, clamp
354405081 | 4008224227520 | Wire-end ferrules, tin plated, 16mm², 12mm long, 100pcs. | 19.7914 | 25 | 1 | pc. | 10 | pc. | 152 | 85369010000 | electrical installation accessory | cable accessory, clamp
354408091 | 4008224493611 | Wire-end ferrules with plastic collars, 0, 75mm², 100pcs. grey | 16.3059 | 25 | 1 | pc. | 10 | pc. | 152 | 85369010000 | electrical installation accessory | cable accessory, clamp
354409092 | 4008224493628 | Wire-end ferrules with plastic collars, 1mm², 100pcs., red | 16.3059 | 25 | 1 | pc. | 10 | pc. | 152 | 85369010000 | electrical installation accessory | cable accessory, clamp
354410090 | 4008224493635 | Wire-end ferrules with plastic collars, 1, 5mm², 100pcs., black | 16.3059 | 25 | 1 | pc. | 10 | pc. | 152 | 85369010000 | electrical installation accessory | cable accessory, clamp
354411091 | 4008224493642 | Wire-end ferrules with plastic collars, 2, 5mm², 100pcs., blue | 16.3059 | 25 | 1 | pc. | 10 | pc. | 152 | 85369010000 | electrical installation accessory | cable accessory, clamp
354412092 | 4008224493659 | Wire-end ferrules with plastic collars, 4mm², 25pcs., orange | 6.902 | 25 | 1 | pc. | 10 | pc. | 152 | 85369010000 | electrical installation accessory | cable accessory, clamp
354413093 | 4008224493666 | Wire-end ferrules with plastic collars, 6mm², 25pcs., green | 7.5749 | 25 | 1 | pc. | 10 | pc. | 152 | 85369010000 | electrical installation accessory | cable accessory, clamp
354414094 | 4008224493673 | Wire-end ferrules with plastic collars, 10mm², 25pcs., brown | 8.6447 | 25 | 1 | pc. | 10 | pc. | 152 | 85369010000 | electrical installation accessory | cable accessory, clamp
354415095 | 4008224493680 | Wire-end ferrules with plastic collars, 16mm², 25pcs., ivory | 9.9216 | 25 | 1 | pc. | 10 | pc. | 152 | 85369010000 | electrical installation accessory | cable accessory, clamp
354498018 | 4008224493697 | Wire-end ferrules with plastic collars, plastic box contents 50 pcs. of each type: 0.5mm², 0.75mm², 1mm², 1.5mm² and 2.5mm² | 26.1412 | 25 | 1 | pc. | 10 | pc. | 152 | 85369010000 | electrical installation accessory | cable accessory, clamp
354499019 | 4008224493703 | Wire-end ferrules with plastic collars, plastic box contents 25 pcs. of each type, 4mm², 6mm², 10mm²and 20 pcs. 16mm² | 28.6086 | 25 | 1 | pc. | 10 | pc. | 152 | 85369010000 | electrical installation accessory | cable accessory, clamp
355200043 | 4008224433143 | Cavity wall switch box, insulating material, distance of screws: 60mm, depth: 61mm, colour: orange, contents: 10 pcs. | 35.7349 | 25 | 1 | pc. | 1 | pc. | 152 | 39259080000 | electrical installation accessory | distribution and switch box
355225509 | 4034338315037 | Cavity wall switch box, insulating material, distance of screws: 60mm, depth: 47mm, colour: orange, contents: 25 pcs. | 56.1647 | 25 | 1 | pc. | 1 | pc. | 152 | 39259080000 | electrical installation accessory | distribution and switch box
355401019 | 4008224449021 | Iso nail clamps, for cables with a diameter of 7-10mm, with hardened 30mm nail, colour: grey | 31.2314 | 25 | 1 | pc. | 1 | pc. | 152 | 39269097900 | electrical installation accessory | mounting material
355402010 | 4008224449038 | Iso nail clamps, 11-15mm, 30mm, grey, 250pcs. | 32.0941 | 25 | 1 | pc. | 1 | pc. | 152 | 39269097900 | electrical installation accessory | mounting material
356101004 | 9008223561019 | Junction box with flanged lid, colour cover: white/colour bottom: black | 4.1757 | 25 | 1 | pc. | 60 | pc. | 152 | 39269097900 | electrical installation accessory | distribution and switch box
356102005 | 9008223561026 | Junction box with flanged lid, colour cover: white/colour bottom: black | 5.6769 | 25 | 1 | pc. | 25 | pc. | 152 | 39269097900 | electrical installation accessory | distribution and switch box
356103006 | 4008224227391 | Junction box with cover, insulating material, colour cover: white/colour bottom: grey | 15.3224 | 25 | 1 | pc. | 10 | pc. | 152 | 39259080000 | electrical installation accessory | distribution and switch box
356103013 | 9008223561033 | Flush-mounted junction box with flanged lid, 150x150mm, black, max.400V, 8x input up to M25, 4x input up to M32 | 9.4212 | 25 | 1 | pc. | 10 | pc. | 152 | 39269097900 | electrical installation accessory | distribution and switch box
356104007 | 9008223561040 | Flush-mounted junction box with flanged lid, 200x200mm, black, max.400V, 2x input M32, 7x input up to M40, 5x input up to M50 | 31.5075 | 25 | 1 | pc. | 15 | pc. | 152 | 39269097900 | electrical installation accessory | distribution and switch box
356201007 | 9008223562016 | Flanged lid for junction box, 91,30x91,3x1,5mm, colour: white (fits junction box item no.3561.1100.1) | 1.7427 | 25 | 1 | pc. | 25 | pc. | 152 | 39269097900 | electrical installation accessory | distribution and switch box
356202008 | 9008223562023 | Flanged lid for junction box 100x100mm, colour white(fitsjunction box item no. 3561.1200.2) | 2.1569 | 25 | 1 | pc. | 25 | pc. | 152 | 39269097900 | electrical installation accessory | distribution and switch box
356203009 | 9008223562030 | Flanged lid for junction box 150x150mm, colour white(fitsjunction box item no. 3561.1300.3) | 4.4518 | 25 | 1 | pc. | 25 | pc. | 152 | 39269097900 | electrical installation accessory | distribution and switch box
356204000 | 9008223562047 | Flanged lid for junction box 200x200mm, color grey(fitsjunction box item no. 3561.1400.4) | 10.9914 | 25 | 1 | pc. | 20 | pc. | 152 | 39269097900 | electrical installation accessory | distribution and switch box
356401003 | 9008227037244 | Junction box, surface mounted, for humid areas, colour: grey | 13.9937 | 25 | 1 | pc. | 5 | pc. | 152 | 39269097900 | electrical installation accessory | distribution and switch box
356800097 | 4008224199087 | Cable ties assortment: 25 pcs. of 100, 150 and 200mm, colour: transparent | 10.9741 | 25 | 1 | pc. | 10 | pc. | 152 | 39269097900 | electrical installation accessory | cable fixer, cable strap, Wraptor
356801098 | 4008224475051 | Cable ties 100x2, 5mm, Content: 50 pieces, colour: transparent, operating temperature: -20°C - +85°C, max. bundle 22mm, material: PA6.6 | 5.0729 | 25 | 1 | pc. | 5 | pc. | 152 | 39269097900 | electrical installation accessory | cable fixer, cable strap, Wraptor
356802099 | 4008224475075 | Cable ties 150x3, 6mm, content: 50 pieces, colour: transparent, operating temperature: -20°C - +85°C, max. bundle 36mm, material: PA6.6 | 6.5914 | 25 | 1 | pc. | 5 | pc. | 152 | 39269097900 | electrical installation accessory | cable fixer, cable strap, Wraptor
356803090 | 4008224475082 | Cable ties 200x4, 6mm, content: 50 pieces, colour: transparent, operating temperature: -20°C - +85°C, max. bundle 52mm, material: PA6.6 | 8.6447 | 25 | 1 | pc. | 5 | pc. | 152 | 39269097900 | electrical installation accessory | cable fixer, cable strap, Wraptor
356804091 | 4008224475099 | Cable ties 300x4, 8mm, content: 50 pieces, colour: transparent, operating temperature: -20°C - +85°C, max. bundle 83mm, material: PA6.6 | 13.0965 | 25 | 1 | pc. | 5 | pc. | 152 | 39269097900 | electrical installation accessory | cable fixer, cable strap, Wraptor
356805092 | 4008224475105 | Cable ties 370x4, 8mm, content: 50 pieces, colour: transparent, operating temperature: -20°C - +85°C, max. bundle 105mm, material: PA6.6 | 15.7365 | 25 | 1 | pc. | 5 | pc. | 152 | 39269097900 | electrical installation accessory | cable fixer, cable strap, Wraptor
356823032 | 4008224665315 | Reusable cable ties for garden and plants, Length: 23,5cm, Material: PE, Max. load: 160N, colour: green | 11.4918 | 25 | 1 | pc. | 5 | pc. | 152 | 39269097900 | garden | gardening product
357001002 | 4008224227377 | Signal cover for switch box, insulating material, colour: red | 0.55216 | 25 | 1 | pc. | 25 | pc. | 152 | 39259080000 | electrical installation accessory | distribution and switch box
357001507 | 4008224571746 | Signal cover for switch box, insulating material, colour: red, contents: 25 pcs. | 11.4918 | 25 | 1 | pc. | 1 | pc. | 152 | 39259080000 | electrical installation accessory | distribution and switch box
357002003 | 4008224227407 | Signal cover for switch box, insulating material, colour: red | 0.63843 | 25 | 1 | pc. | 25 | pc. | 152 | 39259080000 | electrical installation accessory | distribution and switch box
357101043 | 4008224227452 | Plaster adjustment ring, height: 12mm, for junction box, insulating material, colour: red | 1.3976 | 25 | 1 | pc. | 10 | pc. | 152 | 39259080000 | electrical installation accessory | distribution and switch box
357101500 | 4008224571753 | Plaster adjustment ring, height: 12mm, for junction box, insulating material, colour: red, contents:15 pcs. | 19.1184 | 25 | 1 | pc. | 1 | pc. | 152 | 39269097900 | electrical installation accessory | distribution and switch box
357102044 | 4008224227445 | Plaster adjustment ring, height: 12mm, for junction box, insulating material, colour: red | 1.3976 | 25 | 1 | pc. | 10 | pc. | 152 | 39259080000 | electrical installation accessory | distribution and switch box
357300048 | 4008224231411 | Profi-Pack: 10pcs., luster terminal, 12-pole, 6mm² | 20.4471 | 25 | 1 | pc. | 4 | pc. | 152 | 85369010000 | electrical installation accessory | cable accessory, clamp
357400041 | 4008224231428 | Profi-Pack: 10pcs., luster terminal, 12-pole, 2, 5mm² | 20.4471 | 25 | 1 | pc. | 5 | pc. | 152 | 85369010000 | electrical installation accessory | cable accessory, clamp
358512006 | 4008224601924 | Earthing rod, copper, 1.5m | 48.0031 | 25 | 1 | pc. | 1 | pc. | 152 | 85369010000 | distribution boxes and accessories | earth material
359205042 | 4008224555296 | Cable flexible organizer with helpful accessories for threading, Ø15 mm, length: 5 m, colour: black | 41.5671 | 25 | 1 | pc. | 2 | pc. | 152 | 39269097900 | electrical installation accessory | cable fixer, cable strap, Wraptor
359215018 | 4008224580816 | Flexible cable duct, 2, 5mm, Ø20mm, black | 28.6259 | 25 | 1 | pc. | 2 | pc. | 152 | 39269097900 | electrical installation accessory | cable fixer, cable strap, Wraptor
359220010 | 4008224555289 | Flexible cable duct, colour: silver | 28.6259 | 25 | 1 | pc. | 2 | pc. | 152 | 39269097900 | electrical installation accessory | cable fixer, cable strap, Wraptor
359617005 | 4008224283076 | Junction box, flush mounted, for humid areas, with cover and screws, colour cover: white | 12.7169 | 25 | 1 | pc. | 10 | pc. | 152 | 39269097900 | electrical installation accessory | distribution and switch box
370301008 | 4034338510500 | Switch box with nail strip, insulating material, distance of screws: 60mm, depth: 41mm, colour: black | 1.5702 | 25 | 1 | pc. | 25 | pc. | 152 | 39259080000 | electrical installation accessory | distribution and switch box
370302009 | 4034338510746 | Switch box with nail strip, insulating material, distance of screws: 60mm, depth: 61mm, colour: black | 2.0188 | 25 | 1 | pc. | 20 | pc. | 152 | 39259080000 | electrical installation accessory | distribution and switch box
371100019 | 4008224505024 | Heat shrink tubing assortment Ø 1.5mm - 13mm | 38.1851 | 25 | 1 | pc. | 10 | pc. | 152 | 39173200990 | electrical installation accessory | cable fixer, cable strap, Wraptor
371100459 | 4008224603119 | Heat shrink tubing assortment, 2x Ø 19.10mm/14.01mm/10.82mm/7.00mm/5.09mm/3.50mm/2.86mm | 9.1106 | 25 | 1 | pc. | 1 | pc. | 152 | 39173200990 | electrical installation accessory | cable fixer, cable strap, Wraptor
371105014 | 4008224505017 | Heat shrink tubing assortment Ø 1.5mm - 13mm | 38.1851 | 25 | 1 | pc. | 20 | pc. | 152 | 39173200990 | electrical installation accessory | cable fixer, cable strap, Wraptor
371200005 | 4008224508919 | Junction box, surface mounted, for humid areas, without terminal block, colour: grey | 3.2957 | 25 | 1 | pc. | 20 | pc. | 152 | 39259080000 | electrical installation accessory | distribution and switch box
371800003 | 9008223718000 | Concrete ceiling box with cover, depth: 49mm, colour: orange | 6.2463 | 25 | 1 | pc. | 5 | pc. | 152 | 39259080000 | other accessory | other accessory
371900006 | 9008223719007 | Connecting sleeve, colour: orange | 5.4525 | 25 | 1 | pc. | 10 | pc. | 152 | 39174000990 | other accessory | other accessory
371901007 | 9008223719014 | Connecting sleeve, colour: orange | 6.4706 | 25 | 1 | pc. | 10 | pc. | 152 | 39174000990 | other accessory | other accessory
372105046 | 9008223721055 | Cable pass-through socket 2-piece black | 7.5749 | 25 | 1 | pc. | 10 | pc. | 152 | 85389099990 | electrical installation accessory | cable fixer, cable strap, Wraptor
372106047 | 9008223721079 | Cable pass-through socket 2-piece brown | 7.5749 | 25 | 1 | pc. | 10 | pc. | 152 | 85389099990 | electrical installation accessory | cable fixer, cable strap, Wraptor
372117045 | 9008223721048 | Cable pass-through socket 2-piece white | 7.5749 | 25 | 1 | pc. | 10 | pc. | 152 | 85389099990 | electrical installation accessory | cable fixer, cable strap, Wraptor
372120045 | 9008223721062 | Cable pass-through socket 2-piece silver | 10.56 | 25 | 1 | pc. | 10 | pc. | 152 | 85389099990 | electrical installation accessory | cable fixer, cable strap, Wraptor
372505000 | 9008223725053 | Connection and branch tee coupling for control and supply line, round, 170x72mm, with cover, with cable holder 4x 5-14mm, IP68, up to 5m in the ground, UV-resistant, dust-proof, earth-acid resistant, rot-proof, contents: cutter, 5 cable ties, operating | 75.4729 | 25 | 1 | pc. | 5 | pc. | 152 | 39174000990 | electrical installation accessory | cable fixer, cable strap, Wraptor
372601085 | 4008224619912 | Cable connector, 3-pole, for cables with the diameter from 7mm to 13,5mm, stranded conductor cross-section without ferrule: 0,5mm² to 4mm², protection class IP68/ IP66, 3x2,5mm², colour: black, rated voltage: max.450V, 32A, max.125°C | 33.0259 | 25 | 1 | pc. | 10 | pc. | 152 | 39174000990 | electrical installation accessory | cable accessory, clamp
372602086 | 4008224619936 | Cable connector, 5-pole, for cables with the diameter from 7mm to 13,5mm, stranded conductor cross-section without ferrule: 0,5mm² to 4mm², protection class IP68/ IP66, 5x2,5mm², colour: black, rated voltage: max.450V, 32A, max.125°C | 37.7537 | 25 | 1 | pc. | 10 | pc. | 152 | 39174000990 | electrical installation accessory | cable accessory, clamp
372701002 | 4008224578400 | CABLE WRAPTOR XL, inner diameter 57-92mm, for easy bundling and organising of cables, wires, hoses, 0-60°C, tensile force up to 90kg, colour: black-red | 18.3247 | 25 | 1 | pc. | 20 | pc. | 152 | 39269097900 | electrical installation accessory | cable fixer, cable strap, Wraptor
372702096 | 4008224588010 | CABLE WRAPTOR Set S/XL, 0 to 60°C, inner diameter XL: 45–74mm, tensile force XL: up to 90kg, inner diameter S: 31–43mm, tensile force S: up to 40kg, for easy bundling and organisation of cables, wires and pipes | 26.538 | 25 | 1 | pc. | 3 | pc. | 152 | 39269097900 | electrical installation accessory | cable fixer, cable strap, Wraptor
372801005 | 4008224574563 | CABLE WRAPTOR L, inside diameter 45mm-74mm, tensile force: up to 40kg | 11.4573 | 25 | 1 | pc. | 20 | pc. | 152 | 39269097900 | electrical installation accessory | cable fixer, cable strap, Wraptor
372802099 | 4008224588027 | CABLE WRAPTOR Set L, inside diameter 45–74mm, tensile force up to 40kg | 21.7067 | 25 | 1 | pc. | 3 | pc. | 152 | 39269097900 | electrical installation accessory | cable fixer, cable strap, Wraptor
372901008 | 4008224574570 | CABLE WRAPTOR S, inside diameter 31mm-43mm, tensile force: up to 40kg | 8.058 | 25 | 1 | pc. | 20 | pc. | 152 | 39269097900 | electrical installation accessory | cable fixer, cable strap, Wraptor
373700040 | 4008224597425 | Device screw for switch/cavity wall box 25x3,25mm, content: 100 pcs. | 12.4925 | 25 | 1 | pc. | 10 | pc. | 152 | 73181552990 | electrical installation accessory | distribution and switch box
373701041 | 4008224597432 | Device screw for switch/cavity wall box 40x3,2mm, content: 100 pcs. | 19.3945 | 25 | 1 | pc. | 10 | pc. | 152 | 73181552990 | electrical installation accessory | distribution and switch box
381316008 | 9008223813163 | Plug-in sleeve for insulating tube, self-extinguishing, colour: grey, (lose with EAN-display) | 1.1561 | 25 | 1 | pc. | 100 | pc. | 152 | 39174000990 | electrical installation accessory | conduit accessory
381320009 | 9008223813200 | Plug-in sleeve for insulating tube, self-extinguishing, colour: grey, (lose with EAN-display) | 1.1561 | 25 | 1 | pc. | 100 | pc. | 152 | 39174000990 | electrical installation accessory | conduit accessory
381325004 | 9008223813255 | Plug-in sleeve for insulating tube, self-extinguishing, colour: grey, (lose with EAN-display) | 1.3804 | 25 | 1 | pc. | 50 | pc. | 152 | 39174000990 | electrical installation accessory | conduit accessory
381332008 | 9008223813323 | Plug-in sleeve for insulating tube, self-extinguishing, colour: grey, (lose with EAN-display) | 1.7082 | 25 | 1 | pc. | 50 | pc. | 152 | 39174000990 | electrical installation accessory | conduit accessory
381416001 | 9008223814160 | Plug-in sleeve for insulating tube, 90°, self-extinguishing, colour: grey, contents: 25 pcs. (bulk packed with EAN-label) | 1.622 | 25 | 1 | pc. | 25 | pc. | 152 | 85369010000 | electrical installation accessory | conduit accessory
381420002 | 9008223814207 | Plug-in sleeve for insulating tube, 90°, self-extinguishing, colour: grey, contents: 25 pcs. (bulk packed with EAN-label) | 1.8118 | 25 | 1 | pc. | 25 | pc. | 152 | 85369010000 | electrical installation accessory | conduit accessory
381425007 | 9008223814252 | Plug-in sleeve for insulating tube, 90°, self-extinguishing, colour: grey, contents: 10 pcs. (bulk packed with EAN-label) | 2.7953 | 25 | 1 | pc. | 10 | pc. | 152 | 85369010000 | electrical installation accessory | conduit accessory
381432001 | 9008223814320 | Plug-in sleeve for insulating tube, 90°, self-extinguishing, colour: grey, contents: 10 pcs. (bulk packed with EAN-label) | 5.4008 | 25 | 1 | pc. | 10 | pc. | 152 | 85369010000 | electrical installation accessory | conduit accessory
381616007 | 9008223816164 | Clamp for insulating tube, self-extinguishing, colour: grey, without EAN-label | 0.37961 | 25 | 1 | pc. | 100 | pc. | 152 | 39174000990 | electrical installation accessory | conduit accessory
381620008 | 9008223816201 | Clamp for insulating tube, self-extinguishing, colour: grey, without EAN-label | 0.37961 | 25 | 1 | pc. | 100 | pc. | 152 | 39174000990 | electrical installation accessory | conduit accessory
381625003 | 9008223816256 | Clamp for insulating tube, self-extinguishing, colour: grey, without EAN-label | 0.48314 | 25 | 1 | pc. | 100 | pc. | 152 | 39174000990 | electrical installation accessory | conduit accessory
381632007 | 9008223816324 | Clamp for insulating tube, self-extinguishing, colour: grey, without EAN-label | 0.63843 | 25 | 1 | pc. | 100 | pc. | 152 | 39174000990 | electrical installation accessory | conduit accessory
381640002 | 9008223816409 | Clamp for insulating tube, self-extinguishing, colour: grey, without EAN-label | 1.1216 | 25 | 1 | pc. | 50 | pc. | 152 | 39259080000 | electrical installation accessory | conduit accessory
383704034 | 4008224663014 | Double plug-in dowel for clamping range 4-12mm, for drill diameter 6 mm, suitable for cable, material: PP, processing temperature range -20°C to +84°C, content: 50 pieces | 18.6871 | 25 | 1 | pc. | 1 | pc. | 152 | 73181900900 | electrical installation accessory | conduit accessory
383716033 | 4008224663045 | Single plug-in dowel for clamping range 16-20mm, for drill diameter 6 mm, suitable for cable, material: PP, processing temperature range -20°C to +84°C, content: 25 pieces | 13.3898 | 25 | 1 | pc. | 1 | pc. | 152 | 73181900900 | electrical installation accessory | conduit accessory
383720034 | 4008224663021 | Double plug-in dowel for clamping range 20-25mm, for drill diameter 6 mm, suitable for cable, material: PP, processing temperature range -20°C to +84°C, content: 50 pieces | 31.1796 | 25 | 1 | pc. | 1 | pc. | 152 | 73181900900 | electrical installation accessory | conduit accessory
383722036 | 4008224663052 | Single plug-in dowel for clamping range 20-25mm, for drill diameter 6 mm, suitable for cable, material: PP, processing temperature range -20°C to +84°C, content: 25 pieces | 17.8761 | 25 | 1 | pc. | 1 | pc. | 152 | 73181900900 | electrical installation accessory | conduit accessory
383725039 | 4008224663038 | Double plug-in dowel for clamping range 25-32mm, for drill diameter 6 mm, suitable for cable, material: PP, processing temperature range -20°C to +84°C, content: 50 pieces | 37.4431 | 25 | 1 | pc. | 1 | pc. | 152 | 73181900900 | electrical installation accessory | conduit accessory
392202002 | 9008223922025 | 2-way switch box, depth: 41mm, colour: black | 2.3812 | 25 | 1 | pc. | 25 | pc. | 152 | 39269097900 | electrical installation accessory | distribution and switch box
392203003 | 9008223922032 | 3-way switch box, depth: 41mm, colour: black | 3.3992 | 25 | 1 | pc. | 50 | pc. | 152 | 39269097900 | electrical installation accessory | distribution and switch box
393020009 | 9008223930020 | Plug-in sleeve for insulating tube flexible, extraction proof, colour: grey | 1.4839 | 25 | 1 | pc. | 100 | pc. | 152 | 39174000990 | electrical installation accessory | conduit accessory
393025004 | 9008223930044 | Plug-in sleeve for insulating tube flexible, extraction proof, colour: grey | 1.7255 | 25 | 1 | pc. | 50 | pc. | 152 | 39174000990 | electrical installation accessory | conduit accessory
393032008 | 9008223930013 | Plug-in sleeve for insulating tube flexible, extraction proof, colour: grey | 2.6227 | 25 | 1 | pc. | 25 | pc. | 152 | 39173300900 | electrical installation accessory | conduit accessory
393120057 | 9008223931010 | Plug-in sleeve for insulating tube flexible, extraction proof, colour: grey, profi-pack: 100 pcs. | 176.6729 | 25 | 1 | pc. | 1 | pc. | 152 | 39174000990 | electrical installation accessory | conduit accessory
393125052 | 9008223931003 | Plug-in sleeve for insulating tube flexible, extraction proof, colour: grey, profi-pack: 50 pcs. | 123.5278 | 25 | 1 | pc. | 1 | pc. | 152 | 39174000990 | electrical installation accessory | conduit accessory
394410012 | 9008223944270 | Draw-in wire, metal, extra thick | 51.4541 | 25 | 1 | pc. | 5 | pc. | 152 | 73209090900 | tools and measuring devices | tools
394415017 | 9008227031174 | Draw-in wire, metal, extra thick | 69.5373 | 25 | 1 | pc. | 5 | pc. | 152 | 73209090900 | tools and measuring devices | tools
394700007 | 9008223947004 | Profi-pack: 25 pcs., Junction box flush mounted "Combi Plus", Ø 68 mm, colour: black | 13.3208 | 25 | 1 | pc. | 1 | pc. | 152 | 39269097900 | electrical installation accessory | distribution and switch box
394800000 | 9008223948001 | Junction box flush mounted "Combi Plus", Ø 68 mm, colour: black | 1.1216 | 25 | 1 | pc. | 50 | pc. | 152 | 39269097900 | electrical installation accessory | distribution and switch box
394900003 | 9008223949015 | Junction box flush mounted "Combi Plus", Ø 65 mm, colour: black | 0.6902 | 25 | 1 | pc. | 25 | pc. | 152 | 39269097900 | electrical installation accessory | distribution and switch box
395400085 | 9008223954088 | Flush-mounted switch box, 1-fold, Ø 43mm, colour: grey | 7.2298 | 25 | 1 | pc. | 10 | pc. | 152 | 39259080000 | electrical installation accessory | distribution and switch box
396100458 | 4010311131320 | Cast-resin connector 5 x 2, 5mm2 | 45.898 | 25 | 1 | pc. | 1 | pc. | 152 | 39174000990 | electrical installation accessory | cable conduit accessory
396113049 | 4008224607544 | Gel cable connector, 165 x 36 x 62mm | 62.6353 | 25 | 1 | pc. | 1 | pc. | 152 | 39174000990 | electrical installation accessory | cable accessory, clamp
396210018 | 9008227033192 | Pull-through spiral, thickness: 3mm, nylon, colour: transparent | 14.6667 | 25 | 1 | pc. | 5 | pc. | 152 | 39269097900 | tools and measuring devices | tools
396215013 | 4008223963450 | Pull-through spiral, thickness: 3mm, nylon, colour: transparent | 23.1733 | 25 | 1 | pc. | 5 | pc. | 152 | 39269097900 | tools and measuring devices | tools
396220015 | 9008227031181 | Pull-through spiral, thickness: 3mm, nylon, colour: transparent | 24.4329 | 25 | 1 | pc. | 5 | pc. | 152 | 39269097900 | tools and measuring devices | tools
396221047 | 4008224486743 | Professional metal fish tape, with lugs on both sides | 77.2502 | 25 | 1 | pc. | 2 | pc. | 152 | 82055980000 | tools and measuring devices | tools
396600006 | 9008223966005 | Profi-pack: 10 pcs., 2-way switch box, depth: 41mm, colour: black | 21.0165 | 25 | 1 | pc. | 1 | pc. | 152 | 39269097900 | electrical installation accessory | distribution and switch box
396700009 | 9008223967002 | Profi-pack: 5 pcs., 3-way switch box, depth: 41mm,colour: black | 15.7882 | 25 | 1 | pc. | 1 | pc. | 152 | 39269097900 | electrical installation accessory | distribution and switch box
397716096 | 4008224604833 | Plug-in sleeve for insulating tube, 90°, self-extinguishing, colour: grey, contents: 25 pcs. | 5.5733 | 25 | 1 | pc. | 10 | pc. | 152 | 39259080000 | electrical installation accessory | conduit accessory
397720097 | 4008224604840 | Plug-in sleeve for insulating tube, 90°, self-extinguishing, colour: grey, contents: 25 pcs. (bulk packed with EAN-label) | 6.7294 | 25 | 1 | pc. | 10 | pc. | 152 | 39259080000 | electrical installation accessory | conduit accessory
397725092 | 4008224604857 | Plug-in sleeve for insulating tube, 90°, self-extinguishing, colour: grey, contents: 25 pcs. (bulk packed with EAN-label) | 7.92 | 25 | 1 | pc. | 10 | pc. | 152 | 39259080000 | electrical installation accessory | conduit accessory
397732096 | 4008224609814 | Plug-in sleeve for insulating tube, 90°, self-extinguishing, colour: grey, contents: 25 pcs. (bulk packed with EAN-label) | 12.5961 | 25 | 1 | pc. | 10 | pc. | 152 | 39259080000 | electrical installation accessory | conduit accessory
397815098 | 4008224604802 | Clamp for insulating tube, self-extinguishing, colour: grey, contents: 10 pcs. | 7.5749 | 25 | 1 | pc. | 10 | pc. | 152 | 39259080000 | electrical installation accessory | conduit accessory
397820090 | 4008224604819 | Clamp for insulating tube, self-extinguishing, colour: grey, contents: 10 pcs. | 7.5749 | 25 | 1 | pc. | 10 | pc. | 152 | 39259080000 | electrical installation accessory | conduit accessory
397825095 | 4008224604826 | Clamp for insulating tube, self-extinguishing, colour: grey, contents: 10 pcs. | 8.1616 | 25 | 1 | pc. | 10 | pc. | 152 | 39259080000 | electrical installation accessory | conduit accessory
397926099 | 4008224546614 | Clamp for insulating tube, self-extinguishing, colour: grey, contents: 20 pcs. | 11.6298 | 25 | 1 | pc. | 10 | pc. | 152 | 39259080000 | electrical installation accessory | conduit accessory
397930090 | 4008224546621 | Clamp for insulating tube, self-extinguishing, colour: grey, contents: 20 pcs. | 12.7859 | 25 | 1 | pc. | 10 | pc. | 152 | 39174000990 | electrical installation accessory | conduit accessory
397932092 | 4008224541763 | Clamp for insulating tube, self-extinguishing, colour: grey, contents: 5 pcs. | 6.4878 | 25 | 1 | pc. | 5 | pc. | 152 | 39259080000 | electrical installation accessory | conduit accessory
397967050 | 4008224604864 | Clamp for insulating tube, self-extinguishing, colour: grey, profi-pack: 50 pcs. | 19.8431 | 25 | 1 | pc. | 3 | pc. | 152 | 39259080000 | electrical installation accessory | conduit accessory
397971051 | 4008224604871 | Clamp for insulating tube, self-extinguishing, colour: grey, profi-pack: 50 pcs. | 22.5694 | 25 | 1 | pc. | 3 | pc. | 152 | 39259080000 | electrical installation accessory | conduit accessory
397976056 | 4008224604888 | Clamp for insulating tube, self-extinguishing, colour: grey, profi-pack: 50 pcs. | 23.3631 | 25 | 1 | pc. | 3 | pc. | 152 | 39259080000 | electrical installation accessory | conduit accessory
397977019 | 4008224644815 | Clamp for insulating tube, thermoplastic, colour: grey, self-extinguishing, M32, Profi-Pack: Content50 pieces | 25.8478 | 25 | 1 | pc. | 3 | pc. | 152 | 39259080000 | electrical installation accessory | conduit accessory
398116099 | 4008224541800 | Plug-in sleeve for insulating tube, self-extinguishing, colour: grey, contents: 5 pcs. | 7.9545 | 25 | 1 | pc. | 10 | pc. | 152 | 39174000990 | electrical installation accessory | conduit accessory
398120090 | 4008224541640 | Plug-in sleeve for insulating tube, self-extinguishing, colour: grey, contents: 5 pcs. | 8.2306 | 25 | 1 | pc. | 5 | pc. | 152 | 39174000990 | electrical installation accessory | conduit accessory
398125095 | 4008224541664 | Plug-in sleeve for insulating tube, self-extinguishing, colour: grey, contents: 5 pcs. | 10.2149 | 25 | 1 | pc. | 5 | pc. | 152 | 39174000990 | electrical installation accessory | conduit accessory
398126034 | 4008224659611 | T-piece Plug-in sleeve for insulating tube, M16, 2 piece colour: grey | 11.9922 | 25 | 1 | pc. | 10 | pc. | 152 | 39259080000 | electrical installation accessory | conduit accessory
398130035 | 4008224659628 | T-piece Plug-in sleeve for insulating tube, M20, 2 piece, colour: grey | 14.3733 | 25 | 1 | pc. | 10 | pc. | 152 | 39259080000 | electrical installation accessory | conduit accessory
398132099 | 4008224541688 | Plug-in sleeve for insulating tube, thermoplastic, grey, self- extinguishing, M32, contents: 5 piece s | 11.578 | 25 | 1 | pc. | 5 | pc. | 152 | 39174000990 | electrical installation accessory | conduit accessory
398135030 | 4008224659642 | T-piece Plug-in sleeve for insulating tube, M25, 2 piece, colour: light grey | 17.5137 | 25 | 1 | pc. | 5 | pc. | 152 | 39259080000 | electrical installation accessory | conduit accessory
398142034 | 4008224659659 | T-piece Plug-in sleeve for insulating tube, M32, 2 piece, colour: light grey | 19.2047 | 25 | 1 | pc. | 5 | pc. | 152 | 39259080000 | electrical installation accessory | conduit accessory
33366332 | 8711306363325 | Flexible cable duct, Ø 20mm, colour: silver | 38.4449 | 25 | 1 | pc. | 1 | pc. | 153 | 39269097900 | electrical installation accessory | cable fixer, cable strap, Wraptor
33366857 | 8711306368573 | Coaxial F-connectors, contents: 4 pcs. | 17.7616 | 25 | 1 | pc. | 1 | pc. | 153 | 85369010000 | multi-media | antenna, cable, satellite
33366887 | 4008224606288 | Antenna socket TV/RF, single and interim socket for cable TV, single and connected units | 21.2706 | 25 | 1 | pc. | 1 | pc. | 153 | 85291095000 | multi-media | TV PC HiFi
33366888 | 4008224606295 | Coaxial socket wall mount radio/TV + Satellite connection, 3-fold | 22.4314 | 25 | 1 | pc. | 2 | pc. | 153 | 85291095000 | multi-media | TV PC HiFi
33366898 | 8711306368986 | Coaxial F-connectors, water resist able, contents:2 pcs. | 14.3354 | 25 | 1 | pc. | 1 | pc. | 153 | 85369010000 | multi-media | antenna, cable, satellite
33366900 | 8711306369006 | Coaxial F-connector, contents: 2 pcs. | 10.6569 | 25 | 1 | pc. | 1 | pc. | 153 | 85369010000 | multi-media | antenna, cable, satellite
33366913 | 8711306369136 | Coaxial cable connectors 6,5mm metal | 9.7531 | 25 | 1 | pc. | 1 | pc. | 153 | 85366910000 | multi-media | antenna, cable, satellite
33366916 | 8711306369167 | Coaxial plug, straight, contents: 2 pcs. | 10.6569 | 25 | 1 | pc. | 1 | pc. | 153 | 85366910000 | multi-media | antenna, cable, satellite
33369393 | 4008224606332 | Telephone connection socket TAE, 1 lines and 2 additional devices, 3x6-pole, NFN-coding | 23.542 | 25 | 1 | pc. | 2 | pc. | 153 | 85366990990 | multi-media | internet, network, telephone
33369396 | 4008224606349 | Telephone connection socket TAE, 2 lines and 1 additional devices, 3x6-pole, NFF-coding | 23.542 | 25 | 1 | pc. | 2 | pc. | 153 | 85366990990 | multi-media | internet, network, telephone
33369404 | 4008224606387 | UAE connection socket, connection unit for telephone and data technology, ISDN, RJ11/12, RJ45, with angled lead out, 8-poles, 2 parallel connectors | 36.6792 | 25 | 1 | pc. | 2 | pc. | 153 | 85366990990 | multi-media | internet, network, telephone
33369405 | 4008224606417 | UAE connection socket, connection unit for telephone and data technology, ISDN, RJ11/12, RJ45, with angled lead out, 8-poles, 2 separate connectors | 39.7271 | 25 | 1 | pc. | 2 | pc. | 153 | 85366990990 | multi-media | internet, network, telephone
33369406 | 4008224606424 | Network outlet CAT6, with angled lead out, LSA-tool, 2 separate plug connectors 8/8 (8) pole, suitable for all Kopp UAE cover plates | 50.7294 | 25 | 1 | pc. | 2 | pc. | 153 | 85366990990 | multi-media | internet, network, telephone
33369550 | 8711306395500 | Network cable CAT 6-UTP, RJ45 plug, 5m, compatible with any device with RJ45, port, colour: grey | 32.139 | 25 | 1 | pc. | 1 | pc. | 153 | 85444290900 | multi-media | internet, network, telephone
33369765 | 4008224606257 | TV/SAT-connection cable with 2 F-plugs, shielded >90dB, 2,5m | 16.7316 | 25 | 1 | pc. | 1 | pc. | 153 | 85444290900 | multi-media | antenna, cable, satellite
33369767 | 4008224606264 | TV/SAT-connection cable with 2 F-plugs, shielded >90dB, 2,5m | 22.9114 | 25 | 1 | pc. | 1 | pc. | 153 | 85444290900 | multi-media | antenna, cable, satellite
340511000 | 4008224611053 | Distribution box, flush mounted, with metal-door, with terminal strip and accessories, colour: white | 107.4118 | 25 | 1 | pc. | 1 | pc. | 162 | 85381000900 | distribution boxes and accessories | distribution boxes
340512001 | 4008224611060 | Distribution box, flush mounted, with metal-door, with terminal strip and accessories, colour: white | 143.371 | 25 | 1 | pc. | 1 | pc. | 162 | 85381000900 | distribution boxes and accessories | distribution boxes
340513002 | 4008224611077 | Distribution box, flush mounted, with metal-door, with terminal strip and accessories, colour: white | 167.3035 | 25 | 1 | pc. | 1 | pc. | 162 | 85381000900 | distribution boxes and accessories | distribution boxes
344610006 | 4008224610957 | Distribution box, surface mounted, without door, with terminal strip and accessories, colour: white | 48.8141 | 25 | 1 | pc. | 1 | pc. | 162 | 85381000900 | distribution boxes and accessories | distribution boxes
344612008 | 4008224610964 | Distribution box, surface mounted, without door, with terminal strip and accessories, colour: white | 67.2769 | 25 | 1 | pc. | 1 | pc. | 162 | 85381000900 | distribution boxes and accessories | distribution boxes
346001004 | 4008224611084 | Distribution box, flush mounted, with plastic-door, with terminal strip and accessories, colour: grey/black | 46.5365 | 25 | 1 | pc. | 1 | pc. | 162 | 85381000900 | distribution boxes and accessories | distribution boxes
346002005 | 4008224611091 | Distribution box, flush mounted, with plastic-door, with terminal strip and accessories, colour: grey/black | 69.6753 | 25 | 1 | pc. | 1 | pc. | 162 | 85381000900 | distribution boxes and accessories | distribution boxes
346003013 | 4008224611107 | Distribution box, flush mounted, with plastic-door, with terminal strip and accessories, colour: grey/black | 97.1796 | 25 | 1 | pc. | 1 | pc. | 162 | 85381000900 | distribution boxes and accessories | distribution boxes
347714006 | 4008224610940 | Distribution box, surface mounted, without door, colour: white | 12.0439 | 25 | 1 | pc. | 1 | pc. | 162 | 85381000900 | distribution boxes and accessories | distribution boxes
347722001 | 4008224610933 | Distribution box, surface mounted, without door, colour: white | 9.7145 | 25 | 1 | pc. | 1 | pc. | 162 | 85381000900 | distribution boxes and accessories | distribution boxes
350911047 | 4008224610971 | Distribution box, surface mounted, with door, with terminal strip and accessories, colour: grey/black | 83.7208 | 25 | 1 | pc. | 1 | pc. | 162 | 85381000900 | distribution boxes and accessories | distribution boxes
350912048 | 4008224610988 | Distribution box, surface mounted, with door, with terminal strip and accessories, colour: grey/black | 106.8941 | 25 | 1 | pc. | 1 | pc. | 162 | 85381000900 | distribution boxes and accessories | distribution boxes
350913049 | 4008224610995 | Distribution box, surface mounted, with door, with terminal strip and accessories, colour: grey/black | 132.3451 | 25 | 1 | pc. | 1 | pc. | 162 | 85381000900 | distribution boxes and accessories | distribution boxes
350914040 | 4008224649414 | Distribution box surface mounted, IP40, 63A, 400VAC, with door, with terminal block for PE and N terminal 2x4, as well as necessary accessories (DIN rail, covers, installation material), 1-row for 4 poles, colour: grey/black | 33.4573 | 25 | 1 | pc. | 1 | pc. | 162 | 85381000900 | distribution boxes and accessories | distribution boxes
350915041 | 4008224649421 | Distribution box, IP40, surface mounted, with door, with terminal strip and accessories, 215x263x112mm, for 8 poles, 1-row | 44.2071 | 25 | 1 | pc. | 1 | pc. | 162 | 85381000900 | distribution boxes and accessories | distribution boxes
350916042 | 4008224649438 | Distribution box, IP40, surface mounted, with door, with terminal strip and accessories, 396x236x112mm, for 18 poles, 1-row | 81.1843 | 25 | 1 | pc. | 1 | pc. | 162 | 85381000900 | distribution boxes and accessories | distribution boxes
353700046 | 4008224207775 | Cover for distribution boxes, for 12-poles | 7.5231 | 25 | 1 | pc. | 10 | pc. | 162 | 39259080000 | distribution boxes and accessories | distribution boxes
353811047 | 4008224611022 | Distribution box, surface mounted, with door, with terminal strip and accessories, colour: grey/black | 106.411 | 25 | 1 | pc. | 1 | pc. | 162 | 85381000900 | distribution boxes and accessories | distribution boxes
353812048 | 4008224611039 | Distribution box, surface mounted, with door, with terminal strip and accessories, colour: grey/black | 155.4149 | 25 | 1 | pc. | 1 | pc. | 162 | 85381000900 | distribution boxes and accessories | distribution boxes
353813049 | 4008224611046 | Distribution box, surface mounted, with door, with terminal strip and accessories, colour: grey/black | 198.2243 | 25 | 1 | pc. | 1 | pc. | 162 | 85381000900 | distribution boxes and accessories | distribution boxes
353844003 | 4008224611008 | Distribution box, surface mounted, with door, with terminal strip and accessories, colour: grey/black | 67.3631 | 25 | 1 | pc. | 1 | pc. | 162 | 85381000900 | distribution boxes and accessories | distribution boxes
353854000 | 4008224611015 | Distribution box, surface mounted, with door, with terminal strip and accessories, colour: grey/black | 83.2722 | 25 | 1 | pc. | 1 | pc. | 162 | 85381000900 | distribution boxes and accessories | distribution boxes
33367148 | 8711306671482 | Micro fuse assortment (10 pcs.) | 11.9059 | 25 | 1 | pc. | 1 | pc. | 163 | 85361010900 | other accessory | fine wire fuse
213400091 | 4008224514576 | Screw cap for fuse-links D01, contents: 5 pcs. | 16.4784 | 25 | 1 | pc. | 4 | pc. | 163 | 85369095000 | distribution devices | screw locking devices
213700090 | 4008224514569 | Screw cap for fuse-links D01, contents: 5 pcs. | 14.2008 | 25 | 1 | pc. | 4 | pc. | 163 | 85369095000 | distribution devices | screw locking devices
213900096 | 4008224514583 | Screw cap for fuse-links D01, contents: 5 pcs. | 21.862 | 25 | 1 | pc. | 4 | pc. | 163 | 85369095000 | distribution devices | screw locking devices
214901012 | 4008224463768 | Fuse-link base D02, 1-pole with snap-fastening and cover for fuses, without screw caps, acc. to IEC 269-3, DIN VDE 0636 | 52.1961 | 25 | 1 | pc. | 5 | pc. | 163 | 85369095000 | distribution devices | screw locking devices
214903014 | 4008224463782 | Fuse-link base D02, 3-pole with snap-fastening and cover for fuses, without screw caps, acc. to IEC 269-3, DIN VDE 0636 | 69.4165 | 25 | 1 | pc. | 3 | pc. | 163 | 85369095000 | distribution devices | screw locking devices
321100007 | 4008224514620 | Adapter screw fitter for D II (E27) and D III (E33), 2-63A | 17.8071 | 25 | 1 | pc. | 5 | pc. | 163 | 82041100000 | distribution devices | screw locking devices
321700081 | 9008223217084 | Micro ceramic fuse, contents: 3 pcs. | 5.1592 | 25 | 1 | pc. | 10 | pc. | 163 | 85361010900 | other accessory | fine wire fuse
321800084 | 4008222910547 | Micro ceramic fuse F 2,5A, contents: 3 pcs. | 5.1592 | 25 | 1 | pc. | 10 | pc. | 163 | 85361010900 | other accessory | fine wire fuse
322600096 | 4008224514590 | Adapter-screws for fuse-links (5pcs. per package), D II E27, 16A | 13.338 | 25 | 1 | pc. | 5 | pc. | 163 | 85389099990 | distribution devices | screw locking devices
322700099 | 4008224514606 | Adapter-screws for fuse-links (5pcs. per package), D II E27, 20A | 17.5827 | 25 | 1 | pc. | 5 | pc. | 163 | 85389099990 | distribution devices | screw locking devices
323600080 | 4008223962576 | Micro glass fuse T 2,5A, contents: 3 pcs. | 5.1592 | 25 | 1 | pc. | 10 | pc. | 163 | 85361010900 | other accessory | fine wire fuse
324900080 | 4008222909992 | Micro fuse (3pcs. DIY-packing), time lag, 2A | 5.1592 | 25 | 1 | pc. | 10 | pc. | 163 | 85361010900 | other accessory | fine wire fuse
325200080 | 3838895000044 | DIAZED-fuse-link, 500VAC - 250VAC gF = full range cable and wire protection, contents: 5 pcs. | 9.1451 | 25 | 1 | pc. | 5 | pc. | 163 | 85361010900 | distribution devices | screw locking devices
325300083 | 3838895000068 | DIAZED-fuse-link, 500VAC - 250VAC gL = full range cable and wire protection, contents: 5 pcs. | 9.1451 | 25 | 1 | pc. | 5 | pc. | 163 | 85361050900 | distribution devices | screw locking devices
325400086 | 3838895000075 | DIAZED-fuse-link, 500VAC - 250VAC gG = full range cable and wire protection, contents: 5 pcs. | 10.8361 | 25 | 1 | pc. | 5 | pc. | 163 | 85361050900 | distribution devices | screw locking devices
325500089 | 3838895000082 | DIAZED-fuse-link, 500VAC - 250VAC gL = full range cable and wire protection, contents: 5 pcs. | 13.9592 | 25 | 1 | pc. | 5 | pc. | 163 | 85361050900 | distribution devices | screw locking devices
325600013 | 3838895000174 | DIAZED-fuse-link, 500VAC - 250VAC gG = full range cable and wire protection, contents: 5 pcs. | 20.5851 | 25 | 1 | pc. | 5 | pc. | 163 | 85361050900 | distribution devices | screw locking devices
325700016 | 3838895000181 | DIAZED-fuse-link, 500VAC - 250VAC gG = full range cable and wire protection, contents: 5 pcs. | 22.1725 | 25 | 1 | pc. | 5 | pc. | 163 | 85361050900 | distribution devices | screw locking devices
326900013 | 3838895000518 | NEOZED-fuse-link, 380VAC - 250VAC gL = full range cable and wire protection, contents: 10 pcs. | 19.8776 | 25 | 1 | pc. | 5 | pc. | 163 | 85361010900 | distribution devices | screw locking devices
327000017 | 3838895000525 | NEOZED-fuse-link, 380VAC - 250VAC gL = full range cable and wire protection, contents: 10 pcs. | 19.8776 | 25 | 1 | pc. | 5 | pc. | 163 | 85361050900 | distribution devices | screw locking devices
327100010 | 3838895000549 | NEOZED-fuse-link, 380VAC - 250VAC gL = full range cable and wire protection, contents: 10 pcs. | 23.3976 | 25 | 1 | pc. | 5 | pc. | 163 | 85361050900 | distribution devices | screw locking devices
327200013 | 3838895000556 | NEOZED-fuse-link, 380VAC - 250VAC gL = full range cable and wire protection, contents: 10 pcs. | 29.782 | 25 | 1 | pc. | 5 | pc. | 163 | 85361050900 | distribution devices | screw locking devices
327400019 | 3838895000532 | NEOZED-fuse-link, 400VAC - 250VAC gL = full range cable and wire protection, contents: 10 pcs. | 24.4329 | 25 | 1 | pc. | 5 | pc. | 163 | 85361050900 | distribution devices | screw locking devices
329200084 | 4008222909657 | Micro ceramic fuse F 4A, contents: 3 pcs. | 5.1592 | 25 | 1 | pc. | 10 | pc. | 163 | 85361010900 | other accessory | fine wire fuse
192017019 | 4008224668668 | LED oval light, 5,5W with 14 SMD2835 LEDs , luminous flux: 450lm, 220-240V~ 50Hz, beam angle: 120°, colour temperature: 6500K, lifetime: 30000 hours, material: PP housing and PC diffuser, incl. fixing material, the LED module is not exchangeable, colour: white | 34.7137 | 25 | 1 | pc. | 1 | pc. | 170 | 94054231900 | lamp | lamp, lamp accessory
194441018 | 4008224668675 | LED round lamp 10W grey | 52.8157 | 25 | 1 | pc. | 1 | pc. | 170 | 94054231900 | lamp | lamp, lamp accessory
195901078 | 4008224602150 | LED night light with 3 LED´s, with twilight sensor, colour: white light | 9.4118 | 25 | 1 | pc. | 10 | pc. | 170 | 94054231900 | lamp | night and orientation light
195904017 | 4008224602044 | LED night light with 3 LED´s, with twilight sensor, colour: white light, socket max. 3,680 W | 27.1216 | 25 | 1 | pc. | 3 | pc. | 170 | 94054231900 | lamp | night and orientation light
195905010 | 4008224602051 | LED night light with 23 LED´s, with twilight sensor, colour: white light, socket max. 3,680 W, with switch AUTO/OFF | 29.1137 | 25 | 1 | pc. | 3 | pc. | 170 | 94054231900 | lamp | night and orientation light
195907012 | 4008224602082 | LED night light with 4 LED´s, colour: white light, battery powered | 13.0196 | 25 | 1 | pc. | 3 | pc. | 170 | 94054231900 | lamp | night and orientation light
195908013 | 4008224602099 | LED night light with 3 LED´s, with twilight sensor, colour: white light, battery powered | 14.4157 | 25 | 1 | pc. | 3 | pc. | 170 | 94054231900 | lamp | night and orientation light
195909014 | 4008224602105 | LED night light with 3 LED´s, with twilight sensor, colour: white light, max. 3,680 W, with switch ON/OFF | 15.4667 | 25 | 1 | pc. | 3 | pc. | 170 | 94054231900 | lamp | night and orientation light
195911013 | 4008224602129 | LED night light with 6 LED´s, with motion sensor 120°, range: around 8 to 10m, time: 1 min, with switch ON/AUTO/OFF | 46.1647 | 25 | 1 | pc. | 3 | pc. | 170 | 94054231900 | lamp | night and orientation light
196705015 | 4008224668651 | LED work light 6W, with a light output of 510lm, material housing: polycarbonate (PC), cable: H07RN-F 2G1.0mm², cable length: 3m, ​protection class IP54 | 119.2314 | 25 | 1 | pc. | 1 | pc. | 170 | 94054231900 | lamp | lamp, lamp accessory
196715012 | 4008224668644 | LED work light 3W, with a light output of 260lm, material housing: polycarbonate (PC), cable: H07RN-F 2G1.0mm², cable length: 3m, protection class: IP54 | 98.102 | 25 | 1 | pc. | 1 | pc. | 170 | 94051098900 | lamp | lamp, lamp accessory
196815015 | 4008224668637 | Rechargeable LED work light, 6W, with built-in 1x3.7V 1800mAh 18650 lithium battery and micro USB charging unit cable, with dimmer function: 100%-40%-off for individual brightness and even longer lighting time, charging time: up to 5 hours, working time： 3-5 hours, protection class: IP54 | 101.1294 | 25 | 1 | pc. | 1 | pc. | 170 | 94054231900 | lamp | lamp, lamp accessory
196816016 | 4008224668613 | Rechargeable LED work light, 3W, with built-in 1x3.7V 1800mAh 18650 lithium battery and micro USB charging unit cable, with dimmer function: 100%-40%-off for individual brightness and even longer lighting time, charging time: up to 5 hours, working time： 3-5 hours, ​protection class IP54 | 96.6118 | 25 | 1 | pc. | 1 | pc. | 170 | 94054231900 | lamp | lamp, lamp accessory
210101045 | 4008224625241 | Pendant cord for lamp shades, 11 cm ceiling canopy with strain relief approx. 55 cm light PVC-insulated cable H03VV-F 2x0,75mm², lamp holder of insulating material E27 with threaded sleeve with locking, max. 60W, transparent | 12.3294 | 25 | 1 | pc. | 3 | pc. | 170 | 94059290000 | lamp | lamp holder
210205042 | 4008223961951 | Pendant cord for lamp shades, ceiling canopy with strain relief approx. 55cm cable, insulated socket with shade holder ring | 10.102 | 25 | 1 | pc. | 5 | pc. | 170 | 85444290900 | lamp | lamp holder
210217041 | 4008221011054 | Pendant cord for lamp shades, ceiling canopy with strain relief approx. 55cm cable, insulated socket with shade holder ring | 10.102 | 25 | 1 | pc. | 5 | pc. | 170 | 85444290900 | lamp | lamp holder
210220041 | 4008224564045 | Pendant cord for lamp shades, ceiling canopy with strain relief approx. 55cm cable, insulated socket with shade holder ring | 10.7294 | 25 | 1 | pc. | 5 | pc. | 170 | 85444290900 | lamp | lamp holder
210225015 | 4008224624381 | Luminaire-pull-down for lamp shades, with black textile cable approx. 80 cm H03VV-F2x0,75 mm² + black/chrome ceiling canopy (100 mm) and shining black/chrome metal lamp holder with shade holder ring E27, M10, (Height: | 44.9882 | 25 | 1 | pc. | 3 | pc. | 170 | 94059290000 | lamp | lamp holder
212301005 | 4008223959934 | Luminaire-pull-down, pendant ceiling canopy with strain relief, spiral cord, retractable approx. 40cm to 120cm, socket with shade holder ring | 31.8588 | 25 | 1 | pc. | 3 | pc. | 170 | 94059290000 | lamp | lamp holder
213500087 | 4008222891570 | Starter for fluorescent lamps, (2 pcs. In DIY packaging) | 7.6549 | 25 | 1 | pc. | 10 | pc. | 170 | 85365080900 | lamp | lamp holder
213600080 | 4008223158207 | Safety starter for fluorescent lamps | 15.2 | 25 | 1 | pc. | 10 | pc. | 170 | 85365080900 | lamp | lamp holder
214750089 | 4008224455640 | Ceiling hook, zinc coated, contents: 5 pcs. | 8.2824 | 25 | 1 | pc. | 10 | pc. | 170 | 73181300900 | electrical installation accessory | mounting material
214770083 | 4008224455657 | Ceiling hook, zinc coated, contents: 5 pcs. | 8.549 | 25 | 1 | pc. | 10 | pc. | 170 | 73181300900 | electrical installation accessory | mounting material
216701049 | 4008224625333 | Ceiling lamp holder E27, 4 A, 250 V, straight, height: 6cm, white, bulk packed with EAN-label | 8.5804 | 25 | 1 | pc. | 6 | pc. | 170 | 85366110900 | lamp | lamp holder
216705043 | 4008224625340 | Ceiling lamp holder E27, 4 A, 250 V, straight, height: 6cm, black, bulk packed with EAN-label | 8.5804 | 25 | 1 | pc. | 6 | pc. | 170 | 85366110900 | lamp | lamp holder
216801042 | 4008224625357 | Wall lamph.E27 straig.white | 8.5804 | 25 | 1 | pc. | 6 | pc. | 170 | 85366110900 | lamp | lamp holder
216805046 | 4008224625364 | Wall lamph.E27 straig.black | 8.5804 | 25 | 1 | pc. | 6 | pc. | 170 | 85366110900 | lamp | lamp holder
216901045 | 4008224625432 | Pendant cord for lamp shades, 11 cm ceiling canopy with strain relief approx. 55 cm light PVC-insulated cable H03VV-F 2x0,75mm², lamp holder of insulating material E27 with threaded sleeve with locking, max. 60W, 10 A, 250 V, white | 10.0549 | 25 | 1 | pc. | 5 | pc. | 170 | 94059290000 | lamp | lamp holder
216905049 | 4008224625449 | Pendant cord for lamp shades, 11 cm ceiling canopy with strain relief approx. 55 cm light PVC-insulated cable H03VV-F 2x0,75mm², lamp holder of insulating material E27 with threaded sleeve with locking, max. 60W, 10 A, 250 V, black | 10.0549 | 25 | 1 | pc. | 5 | pc. | 170 | 94059290000 | lamp | lamp holder
217001049 | 4008224625234 | Pendant cord f.lampE14 white | 9.7255 | 25 | 1 | pc. | 5 | pc. | 170 | 94059290000 | lamp | lamp holder
341805017 | 4008224669436 | Metal ceiling canopy, rectangular, 470x95x25mm, with strain relief, with fixing material, colour: black | 37.349 | 25 | 1 | pc. | 1 | pc. | 170 | 83024200000 | lamp | baldachin
341811016 | 4008224674423 | Metal ceiling canopy, round, with 3 cable entries, with 3x strain relief and 3x nut M10, with mounting accessories, colour: black | 43.9216 | 25 | 1 | pc. | 5 | pc. | 170 | 74198090990 | lamp | baldachin
342805015 | 4008224669443 | Cover/ sleeve for E27 insulated socket, diameter: 42mm, length: 63mm, material: aluminium, colour: black matt | 19.1686 | 25 | 1 | pc. | 3 | pc. | 170 | 85389099990 | lamp | lamp, lamp accessory
342816014 | 4008224669467 | Cover/sleeve for E27 insulated socket, diameter: 44mm, length: 140mm, material: aluminium, colour: grey | 25.4588 | 25 | 1 | pc. | 3 | pc. | 170 | 76169990990 | lamp | lamp, lamp accessory
342816016 | 4008224669498 | Cover/ sleeve for E27 insulated socket, diameter: 50mm, length: 105mm, material: aluminium, colour: black/wood | 30.4627 | 25 | 1 | pc. | 3 | pc. | 170 | 76169990990 | lamp | lamp, lamp accessory
342828017 | 4008224669474 | Cover/sleeve for E27 insulated socket, diameter: 40mm, length: 90mm, material: aluminium, colour: black | 16.9569 | 25 | 1 | pc. | 3 | pc. | 170 | 76169990990 | lamp | lamp, lamp accessory
342856012 | 4008224669450 | Cover/ sleeve for E27 insulated socket, diameter: 44mm, length: 140mm, material: aluminium, colour: black matt | 25.4588 | 25 | 1 | pc. | 3 | pc. | 170 | 76169990990 | lamp | lamp, lamp accessory
342857015 | 4008224669481 | Cover/sleeve for E27 insulated socket, diameter: 40mm, length: 90mm, material: aluminium, colour: grey | 16.6431 | 25 | 1 | pc. | 3 | pc. | 170 | 76169990990 | lamp | lamp, lamp accessory
705000563 | 5998220200230 | Plastic-base for entrance lamp, straight | 9.0667 | 25 | 1 | pc. | 4 | pc. | 170 | 85366990990 | lamp | lamp, lamp accessory
705000570 | 5998220200247 | Plastic-base for entrance lamp, obliquely | 9.0667 | 25 | 1 | pc. | 4 | pc. | 170 | 85366990990 | lamp | lamp, lamp accessory
192200011 | 4008224199346 | Alternating current meter, regenerated, uncertified | 41.5322 | 25 | 1 | pc. | 1 | pc. | 191 | 90283011000 | other accessory | energy meter
192201012 | 4008224438490 | Alternating current meter, with protection contact adapter, regenerated, uncertified | 73.7531 | 25 | 1 | pc. | 1 | pc. | 191 | 90283011000 | other accessory | energy meter
192202013 | 4008224486934 | Three-phase power meter, regenerated, uncertified | 135.8231 | 25 | 1 | pc. | 1 | pc. | 191 | 90283019000 | other accessory | energy meter
192203014 | 4008224514408 | Alternating current meter, regenerated, uncertified | 43.7459 | 25 | 1 | pc. | 1 | pc. | 191 | 90283011000 | other accessory | energy meter
192204015 | 4008224514415 | Three-phase power meter, regenerated, uncertified | 143.8519 | 25 | 1 | pc. | 1 | pc. | 191 | 90283019000 | other accessory | energy meter
196402051 | 4008224614528 | MICROMETER: 6 functions/16Areas | 81.9049 | 25 | 1 | pc. | 3 | pc. | 191 | 90303100900 | tools and measuring devices | measuring devices
196402082 | 4008224652339 | PAN Minimeter NEW, digital multimeter CAT III 600Vwith contactless voltage tester, colour: yellow | 108.6268 | 25 | 1 | pc. | 1 | pc. | 191 | 90303100900 | tools and measuring devices | measuring devices
196402099 | 4008224652438 | PAN Profimeter NEW, Digital-Multimeter | 163.072 | 25 | 1 | pc. | 1 | pc. | 191 | 90303100900 | tools and measuring devices | measuring devices
196402109 | 4008224650311 | Digital Multimeter 7 functions Display:15×32mm LCD DC Voltage: 200m/2/20/200/300V ± 0.8% AC Voltage 200/300V ± 1.2% DC Current: 2m/20m/200mA ± 1.0% Resistance: 200/2K/20K/200K/2MΩ ± 1.0% Diode Test: Test Current 0.80mA Test voltage 3VBattery test: 1.5V/9V± 1.0% Signal Generator:50Hz square wave Power: CR2032-3V | 38.7388 | 25 | 1 | pc. | 3 | pc. | 191 | 90303100900 | tools and measuring devices | measuring devices
199007033 | 4008224652414 | Sun sensor for shutting-timer | 230.9923 | 25 | 1 | pc. | 1 | pc. | 191 | 90303100900 | tools and measuring devices | measuring devices
320401082 | 4008224516617 | Automatic wire stripper for cable diameter from 0,2 - 6mm² | 80.6751 | 25 | 1 | pc. | 6 | pc. | 191 | 82032000000 | tools and measuring devices | measuring devices
320402083 | 4008224516624 | Coaxial cable stripping device, for cable diameter from 4,8 - 7,5mm² | 69.4312 | 25 | 1 | pc. | 6 | pc. | 191 | 82119200000 | tools and measuring devices | measuring devices
320403084 | 4008224516631 | Allrounder: for sheath stripping and stripping of all common round cables from Ø 4 - 15mm with PVC"-sheeting, flat cable up to 15mm width" | 54.2344 | 25 | 1 | pc. | 6 | pc. | 191 | 82119200000 | tools and measuring devices | measuring devices
320405000 | 4260395220063 | Socket brush UNO | 16.2685 | 25 | 1 | pc. | 10 | pc. | 191 | 96032980000 | tools and measuring devices | tools
320406001 | 4260395220414 | Socket brush KOMBO | 18.7633 | 25 | 1 | pc. | 10 | pc. | 191 | 96032980000 | tools and measuring devices | tools
320460083 | 4008224544481 | Automatic wire stripper, self-adjusting to the size of the wire for solid and stranded wires range from 0.2mm² - 6mm² | 72.3476 | 25 | 1 | pc. | 3 | pc. | 191 | 82032000000 | tools and measuring devices | tools
323801025 | 4008224538121 | Audible Stud Seeker, locates wood or metal studs and joists drywall, plywood, panelling and flooring up to 19mm, visible and audible indicators | 58.6089 | 25 | 1 | pc. | 5 | pc. | 191 | 85437090990 | tools and measuring devices | measuring devices
323802019 | 4008224686815 | PAN Multidetector | 69.3961 | 25 | 1 | pc. | 3 | pc. | 191 | 85437090990 | tools and measuring devices | measuring devices
323900096 | 4008223966390 | Cable knife with fixed blade for cable diameter from 8 - 28mm² | 31.4478 | 25 | 1 | pc. | 6 | pc. | 191 | 82119200000 | tools and measuring devices | measuring devices
324200089 | 4008222910394 | Voltage tester, 110 - 250V | 5.8504 | 25 | 1 | pc. | 10 | pc. | 191 | 90303370000 | tools and measuring devices | measuring devices
324201080 | 4008224510110 | Euro-voltage tester, 100 - 250V, 15cm | 8.0464 | 25 | 1 | pc. | 5 | pc. | 191 | 90303370000 | tools and measuring devices | measuring devices
324202081 | 4008224510127 | Euro-voltage tester, 100 - 250V, 19cm | 9.5222 | 25 | 1 | pc. | 5 | pc. | 191 | 90303370000 | tools and measuring devices | measuring devices
324203013 | 4008224610148 | Voltage tester, 2-pole, with LED, 6 - 400V | 58.6441 | 25 | 1 | pc. | 4 | pc. | 191 | 90308900000 | tools and measuring devices | measuring devices
324206030 | 4008224652421 | PAN Voltfinder, contactless voltage detector - colour: yellow | 40.7768 | 25 | 1 | pc. | 5 | pc. | 191 | 90303370000 | tools and measuring devices | measuring devices
324270019 | 4008224681315 | Voltage and continuity tester with LED display, 12 -1000V AC/DC, 30 mARCD test + rotating field display, solid 2-point fixing of the 2nd test probe for better contact in sockets, CAT III 1000V CAT IV 600V | 290.6554 | 25 | 1 | pc. | 1 | pc. | 191 | 90303370000 | tools and measuring devices | measuring devices
324802089 | 4008224544474 | Professional crimping pliers, pressing range 0.5mm² - 6mm², adjustable crimping pressure | 276.1613 | 25 | 1 | pc. | 2 | pc. | 191 | 82032000000 | electrical installation accessory | cable fixer, cable strap, Wraptor
324803089 | 4008224676755 | Crimping pliers incl. wire end ferrules 0.25-2.5mm², dimension: 145x60x20mm, material: S45C steel, material pliers handle: PVC, content wire end ferrules: 0.25mm² (insulated): 40 pieces, 0,75mm² (not insulated): 40 pieces, 1,0mm² (not insulated): 40 pieces, 1.5mm² (non-insulated): 40 pieces, 2.5mm² (non-insulated): 40 pieces, colour: red | 67.8852 | 25 | 1 | pc. | 3 | pc. | 191 | 85369010000 | electrical installation accessory | cable fixer, cable strap, Wraptor
351200087 | 4008223957978 | Stripping tong for use inside mounting box for cable diameter from 4 - 13mm² | 53.6897 | 25 | 1 | pc. | 6 | pc. | 191 | 82119200000 | tools and measuring devices | measuring devices
202510093 | 4008224541046 | Electronic transformer: 2 inputs/4 outputs, halogen lamp: 0-105W, suitable for LED: 40W, no-load protection, soft start (protect the bulbs), low-noise, overtemperature protection, short-circuit proof, dimmable with phase-cut dimmer, dimensions: 118x3 | 92.1239 | 25 | 1 | pc. | 4 | pc. | 192 | 85043121900 | lamp | transformer
202515098 | 4008224541053 | Electronic transformer: 4 inputs/6 outputs, halogen lamp: 0-150W, suitable for LED: 70W, no-load protection, soft start (protect the lamp), low-noise, overtemperature protection, short-circuit proof, dimmable with phase-cut dimmer, dimensions: 173x54 | 147.3051 | 25 | 1 | pc. | 4 | pc. | 192 | 85043121900 | lamp | transformer
202525095 | 4008224541060 | Electronic transformer: 4 inputs/6 outputs, halogen lamp: 0-150W, suitable for LED: 70W, no-load protection, soft start (protect the lamp), low-noise, overtemperature protection, short-circuit proof, dimmable with phase-cut dimmer, dimensions: 173x54 | 164.6463 | 25 | 1 | pc. | 4 | pc. | 192 | 85043121900 | lamp | transformer
202550091 | 4008224541022 | Electronic transformer: 1 input/1 output, halogen lamp: 0-50W, suitable for LED: 20W, no-load protection, soft start (protects the bulbs), low-noise, overtemperature protection, short-circuit proof, dimmable with phase-cut dimmer, dimensions: 73x36x25 | 68.9851 | 25 | 1 | pc. | 4 | pc. | 192 | 85043121900 | lamp | transformer
202570095 | 4008224541039 | Electronic transformers 70W/VA, 1 input/1 output, no-load operation, soft start (lamp protective), silent running, overheating protection, short circuit protected, dimmable with phase reverse control dimmer, size: 118x 36,5x35 mm, 230V~, 50Hz/11,5V~, LE | 72.8847 | 25 | 1 | pc. | 4 | pc. | 192 | 85043121900 | lamp | transformer
320602089 | 4008224576628 | Safety cover for earthed socket outlets, contents:5 pcs. | 8.4376 | 25 | 1 | pc. | 5 | pc. | 192 | 85389099990 | other accessory | house security comfort technology
320605082 | 4008224576635 | Safety cover for earthed socket outlets, contents:5 pcs. | 8.4376 | 25 | 1 | pc. | 5 | pc. | 192 | 85389099990 | other accessory | house security comfort technology
320617081 | 4008224624022 | Adapter ring "Pinfix", colour white, 2 pieces in bag with header | 9.749 | 25 | 1 | pc. | 10 | pc. | 192 | 85389099990 | other accessory | house security comfort technology
324513088 | 4008224628754 | Protective contact socket fuse, for clipping into the Socket outlet pot, also for permanent use - with rotary mechanism, content: 4 pieces | 4.3137 | 25 | 1 | pc. | 5 | pc. | 192 | 85389099990 | other accessory | house security comfort technology
825802212 | 4008224651660 | RF-extractor hood control set Free-control 3.0: optical RF- door- and window contact + RF-adapter (switching function), for use in switching exhaust air extractor hoods in compliance with the fireplace ordinance, colour: white | 233.4071 | 25 | 1 | pc. | 1 | pc. | 192 | 85269200900 | Home Automation Energy | other articles
827102213 | 4008224651677 | RF-extractor hood control set Free-control 3.0: optical RF- door- and window contact + RF-receiver 3-wire/1-channel (switching function), for use in switching exhaust air extractor hoods in compliance with the fireplace ordinance, colour: white | 203.5043 | 25 | 1 | pc. | 1 | pc. | 192 | 85269200900 | Home Automation Energy | other articles
848002019 | 4008224648837 | Push-changeover universal dimmer | 51.4541 | 25 | 1 | pc. | 1 | pc. | 192 | 85365080900 | motion and presence detector | dimmer switch
831001052 | 4008224635028 | RF-base station + Ethernet RJ45 connector for controlling floor heating |  | 25 | 1 | pc. | 1 | pc. | 199 | 90329000900 | Home Automation Energy | other articles
831002053 | 4008224635035 | Thermoelectric actuator for underfloor heating |  | 25 | 1 | pc. | 1 | pc. | 199 | 84818051000 | Home Automation Energy | other articles
831003054 | 4008224635011 | Digital RF-room thermostat for underfloor heating , colour: pure white |  | 25 | 1 | pc. | 4 | pc. | 199 | 90321080000 | Home Automation Energy | other articles